## Resume_Global
Day | Cost_Opti | Cost_Real | Difference_Euro | RMSE_Temp | RMSE_Power_W | MAPE_Power_Pct | Energy_Opti_kWh | Energy_Real_kWh | P_Avg_Opti_W | P_Avg_Real_W
2025-01-21 | 0.72285 | 2.149 | 1.4262 | 0.30494 | 672.558 | 77.1162 | 4.8839 | 13.6132 | 203.4942 | 567.217
2025-02-04 | 4.2354 | 6.6118 | 2.3764 | 0.68985 | 1336.1681 | 40.2021 | 30.5196 | 46.0203 | 1271.65 | 1917.5116
2025-03-01 | 0.67526 | 1.5082 | 0.83294 | 0.25372 | 534.9602 | 61.8519 | 5.8115 | 12.7876 | 242.1472 | 532.8156
2025-04-24 | 0.20619 | 0.62111 | 0.41492 | 0.09068 | 255.5859 | 77.6436 | 2.1951 | 6.4892 | 91.4609 | 270.383
2025-05-09 | 0.45453 | 0.49405 | 0.03952 | 0.10176 | 191.5425 | 39.4426 | 9.2831 | 10.1383 | 386.797 | 422.4286
2025-06-08 | 0.008527 | 0.11464 | 0.10611 | 0.14549 | 250.1357 | 31.5359 | 10.29 | 12.143 | 428.7513 | 505.9564
2025-07-08 | 0.81497 | 1.2741 | 0.45915 | 0.046276 | 248.3792 | 41.9866 | 10.5197 | 15.98 | 438.3218 | 665.8348
2025-08-05 | 0.12513 | 0.12255 | -0.0025778 | 0.18336 | 282.6812 | 58.9214 | 15.1013 | 16.5624 | 629.2192 | 690.1011
2025-09-24 | 0.014623 | 0.43008 | 0.41545 | 0.066432 | 267.5425 | 91.4568 | 0.73616 | 6.0311 | 30.6735 | 251.2952
2025-10-04 | -0.014643 | -0.0090358 | 0.0056075 | 0.14929 | 348.329 | 66.07 | 6.4158 | 12.1151 | 267.3256 | 504.7977
2025-11-22 | 0.68875 | 1.5681 | 0.87933 | 0.059428 | 453.8965 | 59.2776 | 7.4383 | 17.1885 | 309.93 | 716.187
2025-12-24 | 0.3294 | 0.81422 | 0.48483 | 0.34361 | 688.8379 | 83.6557 | 6.1755 | 13.7446 | 257.3137 | 572.6916

## Details_2025-01-21
datetime | Unnamed: 0 | sim_time | Zone Air Temperature,LIVING_UNIT1 | Site Outdoor Air Drybulb Temperature,ENVIRONMENT | Zone Air System Sensible Heating Rate,LIVING_UNIT1 | Zone Air System Sensible Cooling Rate,LIVING_UNIT1 | Electricity:Building | Electricity:HVAC | Heating:Electricity | Cooling:Electricity | Fans:Electricity | Zone Thermostat Heating Setpoint Temperature,LIVING_UNIT1 | Zone Thermostat Cooling Setpoint Temperature,LIVING_UNIT1 | Zone Temperature Control,Heating Setpoint,LIVING_UNIT1 | Zone Temperature Control,Cooling Setpoint,LIVING_UNIT1 | dt_hours | dt_seconds | current_price | P_total_W | step_cost_real
2017-01-21 | 1863 | 120 | 19.9795 | 7.9 | 999.7585 | 0 | 787730.259 | 580164.3525 | 0 | 0 | 0 | 19.9648 | 20.0648 | 19.9648 | 20.0648 | 0.25 | 900 | 0.14136 | 0 | 0
2017-01-21 00:15 | 1864 | 120.25 | 19.9663 | 7.95 | 1015.1531 | 0 | 787730.259 | 581874.8596 | 453637.9345 | 0 | 128236.9252 | 19.95 | 20.05 | 19.95 | 20.05 | 0.25 | 900 | 0.14009 | 646.5276 | 0.022643
2017-01-21 00:30 | 1865 | 120.5 | 19.966 | 8 | 1054.7223 | 0 | 613262.9701 | 585534.8273 | 456874.3723 | 0 | 128660.455 | 19.95 | 20.05 | 19.95 | 20.05 | 0.25 | 900 | 0.13882 | 650.5943 | 0.022579
2017-01-21 00:45 | 1866 | 120.75 | 19.966 | 8.05 | 1055.0747 | 0 | 613262.9701 | 596713.9733 | 466709.8944 | 0 | 130004.0789 | 19.95 | 20.05 | 19.95 | 20.05 | 0.25 | 900 | 0.13755 | 663.0155 | 0.022799
2017-01-21 01:00 | 1867 | 121 | 19.966 | 8.1 | 1066.6339 | 0 | 613262.9701 | 596370.4209 | 466434.4628 | 0 | 129935.9582 | 19.95 | 20.05 | 19.95 | 20.05 | 0.25 | 900 | 0.13628 | 662.6338 | 0.022576
2017-01-21 01:15 | 1868 | 121.25 | 19.9775 | 8.2 | 1073.2676 | 0 | 613262.9701 | 599222.0542 | 468963.4387 | 0 | 130258.6156 | 19.95 | 20.05 | 19.95 | 20.05 | 0.25 | 900 | 0.13453 | 665.8023 | 0.022393
2017-01-21 01:30 | 1869 | 121.5 | 19.9777 | 8.3 | 1032.4728 | 0 | 562337.4017 | 600508.2852 | 470145.1382 | 0 | 130363.147 | 19.95 | 20.05 | 19.95 | 20.05 | 0.25 | 900 | 0.13278 | 667.2314 | 0.02215
2017-01-21 01:45 | 1870 | 121.75 | 19.9776 | 8.4 | 1017.9729 | 0 | 562337.4017 | 587693.7769 | 458946.288 | 0 | 128747.4888 | 19.95 | 20.05 | 19.95 | 20.05 | 0.25 | 900 | 0.13104 | 652.9931 | 0.021392
2017-01-21 02:00 | 1871 | 122 | 19.977 | 8.5 | 989.9617 | 0 | 562337.4017 | 582627.8936 | 454548.1317 | 0 | 128079.7619 | 19.95 | 20.05 | 19.95 | 20.05 | 0.25 | 900 | 0.12929 | 647.3643 | 0.020924
2017-01-21 02:15 | 1872 | 122.25 | 19.9768 | 8.55 | 967.33 | 0 | 562337.4017 | 573735.753 | 446787.5304 | 0 | 126948.2225 | 19.95 | 20.05 | 19.95 | 20.05 | 0.25 | 900 | 0.12656 | 637.4842 | 0.02017
2017-01-21 02:30 | 1873 | 122.5 | 19.9768 | 8.6 | 992.7592 | 0 | 545753.3182 | 566797.8282 | 440717.2292 | 0 | 126080.599 | 19.95 | 20.05 | 19.95 | 20.05 | 0.25 | 900 | 0.12384 | 629.7754 | 0.019497
2017-01-21 02:45 | 1874 | 122.75 | 19.9767 | 8.65 | 978.4361 | 0 | 545753.3182 | 573556.9663 | 446678.8702 | 0 | 126878.0962 | 19.95 | 20.05 | 19.95 | 20.05 | 0.25 | 900 | 0.12111 | 637.2855 | 0.019295
2017-01-21 03:00 | 1875 | 123 | 19.9763 | 8.7 | 960.8801 | 0 | 545753.3182 | 569036.3095 | 442731.232 | 0 | 126305.0775 | 19.95 | 20.05 | 19.95 | 20.05 | 0.25 | 900 | 0.11838 | 632.2626 | 0.018712
2017-01-21 03:15 | 1876 | 123.25 | 19.954 | 8.675 | 957.7543 | 0 | 545753.3182 | 563621.3274 | 437997.0479 | 0 | 125624.2794 | 19.95 | 20.05 | 19.95 | 20.05 | 0.25 | 900 | 0.11746 | 626.2459 | 0.018389
2017-01-21 03:30 | 1877 | 123.5 | 19.9536 | 8.65 | 1030.3663 | 0 | 533363.667 | 562404.0844 | 436915.8481 | 0 | 125488.2363 | 19.95 | 20.05 | 19.95 | 20.05 | 0.25 | 900 | 0.11653 | 624.8934 | 0.018205
2017-01-21 03:45 | 1878 | 123.75 | 19.9537 | 8.625 | 1046.7885 | 0 | 533363.667 | 583679.2943 | 455596.457 | 0 | 128082.8372 | 19.95 | 20.05 | 19.95 | 20.05 | 0.25 | 900 | 0.11561 | 648.5325 | 0.018745
2017-01-21 04:00 | 1883.5 | 124.1125 | 22.3221 | 8.4875 | 4706.7429 | 0 | 533363.667 | 598826.0709 | 468879.3868 | 0 | 129946.6841 | 22.8001 | 22.9001 | 22.8001 | 22.9001 | 0.025 | 90 | 0.11469 | 665.3623 | 0.0019066
2017-01-21 04:15 | 1889 | 124.25 | 23.124 | 8.475 | 3291.2159 | 0 | 533363.667 | 599961.4697 | 469875.5809 | 0 | 130085.8889 | 23.1168 | 23.2168 | 23.1168 | 23.2168 | 0.25 | 900 | 0.11663 | 666.6239 | 0.019436
2017-01-21 04:30 | 1890 | 124.5 | 22.9062 | 8.35 | 2316.6999 | 0 | 566989.6412 | 2176968.2907 | 1946382.2217 | 0 | 230586.069 | 22.8612 | 22.9612 | 22.8612 | 22.9612 | 0.25 | 900 | 0.11856 | 2418.8537 | 0.071695
2017-01-21 04:45 | 1891 | 124.75 | 22.6738 | 8.225 | 3306.1999 | 0 | 566989.6412 | 944768.7745 | 772524.4914 | 0 | 172244.2832 | 22.6164 | 22.7164 | 22.6164 | 22.7164 | 0.25 | 900 | 0.1205 | 1049.7431 | 0.031622
2017-01-21 05:00 | 1892 | 125 | 22.4293 | 8.1 | 2648.816 | 0 | 566989.6412 | 1201213.3277 | 997526.5518 | 0 | 203686.7759 | 22.3748 | 22.4748 | 22.3748 | 22.4748 | 0.25 | 900 | 0.12243 | 1334.6815 | 0.040851
2017-01-21 05:15 | 1893 | 125.25 | 22.1841 | 7.975 | 2098.4838 | 0 | 566989.6412 | 1032840.2947 | 849557.0721 | 0 | 183283.2225 | 22.1311 | 22.2311 | 22.1311 | 22.2311 | 0.25 | 900 | 0.12667 | 1147.6003 | 0.036342
2017-01-21 05:30 | 1894 | 125.5 | 21.9302 | 7.85 | 1734.977 | 0 | 696064.4026 | 887683.9971 | 722027.8044 | 0 | 165656.1927 | 21.8818 | 21.9818 | 21.8818 | 21.9818 | 0.25 | 900 | 0.13092 | 986.3156 | 0.032281
2017-01-21 05:45 | 1895 | 125.75 | 21.6689 | 7.725 | 1440.0359 | 0 | 696064.4026 | 789153.0156 | 635461.6228 | 0 | 153691.3928 | 21.6243 | 21.7243 | 21.6243 | 21.7243 | 0.25 | 900 | 0.13516 | 876.8367 | 0.029628
2017-01-21 06:00 | 1899.5 | 126.1094 | 23.2416 | 7.5781 | 4148.9814 | 0 | 696064.4026 | 643849.9475 | 507846.4458 | 0 | 136003.5017 | 23.5494 | 23.6494 | 23.5494 | 23.6494 | 0.03125 | 112.5 | 0.1394 | 715.3888 | 0.0031194
2017-01-21 06:15 | 1904 | 126.25 | 23.8721 | 7.575 | 3083.79 | 0 | 696064.4026 | 634737.9672 | 499845.0688 | 0 | 134892.8984 | 23.8625 | 23.9625 | 23.8625 | 23.9625 | 0.25 | 900 | 0.14965 | 705.2644 | 0.026386
2017-01-21 06:30 | 1905.5 | 126.5625 | 23.2866 | 7.5375 | 1662.6057 | 0 | 832563.7912 | 1355202.137 | 1167962.4417 | 0 | 187239.6953 | 23.2446 | 23.3446 | 23.2446 | 23.3446 | 0.125 | 450 | 0.1599 | 1505.7802 | 0.030974
2017-01-21 06:45 | 1907 | 126.75 | 23.092 | 7.525 | 3027.2449 | 0 | 832563.7912 | 762845.6954 | 612145.6007 | 0 | 150700.0947 | 23.0639 | 23.1639 | 23.0639 | 23.1639 | 0.25 | 900 | 0.17015 | 847.6063 | 0.036055
2017-01-21 07:00 | 1908.5 | 127.0625 | 22.6327 | 7.5 | 1547.3116 | 0 | 832563.7912 | 917240.5357 | 747487.0912 | 0 | 169753.4445 | 22.5904 | 22.6904 | 22.5904 | 22.6904 | 0.125 | 450 | 0.1804 | 1019.1562 | 0.023072
2017-01-21 07:15 | 1910 | 127.25 | 22.4604 | 7.5 | 2152.2806 | 0 | 832563.7912 | 863571.4775 | 700418.3382 | 0 | 163153.1394 | 22.4394 | 22.5394 | 22.4394 | 22.5394 | 0.25 | 900 | 0.1964 | 959.5239 | 0.047113
2017-01-21 07:30 | 1911 | 127.5 | 22.1782 | 7.5 | 1368.96 | 0 | 917156.0991 | 769022.8878 | 617522.1382 | 0 | 151500.7497 | 22.1489 | 22.2489 | 22.1489 | 22.2489 | 0.25 | 900 | 0.2124 | 854.4699 | 0.045372
2017-01-21 07:45 | 1912 | 127.75 | 21.8853 | 7.5 | 1119.3477 | 0 | 917156.0991 | 691624.2804 | 549662.3164 | 0 | 141961.964 | 21.8636 | 21.9636 | 21.8636 | 21.9636 | 0.25 | 900 | 0.2284 | 768.4714 | 0.04388
2017-01-21 08:00 | 1913 | 128 | 21.5971 | 7.5 | 991.123 | 0 | 917156.0991 | 619562.5695 | 486481.6596 | 0 | 133080.9099 | 21.5797 | 21.6797 | 21.5797 | 21.6797 | 0.25 | 900 | 0.2444 | 688.4029 | 0.042061
2017-01-21 08:15 | 1914 | 128.25 | 21.3511 | 7.45 | 994.0638 | 0 | 917156.0991 | 581979.3772 | 453530.3079 | 0 | 128449.0693 | 21.296 | 21.396 | 21.296 | 21.396 | 0.25 | 900 | 0.23614 | 646.6438 | 0.038174
2017-01-21 08:30 | 1915 | 128.5 | 21.0598 | 7.4 | 731.4481 | 0 | 802160.3193 | 583216.1739 | 454589.6629 | 0 | 128626.5109 | 21.0093 | 21.1093 | 21.0093 | 21.1093 | 0.25 | 900 | 0.22787 | 648.018 | 0.036916
2017-01-21 08:45 | 1916 | 128.75 | 20.7684 | 7.35 | 498.5026 | 0 | 802160.3193 | 505600.4451 | 386526.861 | 0 | 119073.584 | 20.7227 | 20.8227 | 20.7227 | 20.8227 | 0.25 | 900 | 0.2196 | 561.7783 | 0.030842
2017-01-21 09:00 | 1917.5 | 129.0625 | 20.3443 | 7.2875 | 152.0318 | 27.03 | 802160.3193 | 407577.3368 | 300584.6893 | 0 | 106992.6476 | 20.3065 | 20.4065 | 20.3065 | 20.4065 | 0.125 | 450 | 0.21134 | 452.8637 | 0.01202
2017-01-21 09:15 | 1919 | 129.25 | 20.1799 | 7.275 | 694.4269 | 0 | 802160.3193 | 378477.1928 | 275073.556 | 0 | 103403.6368 | 20.1717 | 20.2717 | 20.1717 | 20.2717 | 0.25 | 900 | 0.20829 | 420.5302 | 0.021898
2017-01-21 09:30 | 1920 | 129.5 | 19.9459 | 7.25 | 187.4414 | 0 | 755520.0357 | 383836.2451 | 279765.889 | 0 | 104070.356 | 19.95 | 20.05 | 19.95 | 20.05 | 0.25 | 900 | 0.20525 | 426.4847 | 0.021883
2017-01-21 09:45 | 1921 | 129.75 | 19.9514 | 7.225 | 430.6686 | 0 | 755520.0357 | 342859.4498 | 243850.9873 | 0 | 99008.4625 | 19.95 | 20.05 | 19.95 | 20.05 | 0.25 | 900 | 0.2022 | 380.9549 | 0.019257
2017-01-21 10:00 | 1922 | 130 | 19.9474 | 7.2 | 253.0903 | 0 | 755520.0357 | 419262.3317 | 310801.3317 | 0 | 108460.9999 | 19.95 | 20.05 | 19.95 | 20.05 | 0.25 | 900 | 0.19915 | 465.847 | 0.023193
2017-01-21 10:15 | 1923 | 130.25 | 19.9481 | 7.375 | 291.1531 | 0 | 755520.0357 | 365672.9932 | 263836.1874 | 0 | 101836.8058 | 19.95 | 20.05 | 19.95 | 20.05 | 0.25 | 900 | 0.19021 | 406.3033 | 0.019321
2017-01-21 10:30 | 1924 | 130.5 | 19.9474 | 7.55 | 240.942 | 0 | 771370.9002 | 376501.5528 | 273354.7873 | 0 | 103146.7655 | 19.95 | 20.05 | 19.95 | 20.05 | 0.25 | 900 | 0.18127 | 418.3351 | 0.018958
2017-01-21 10:45 | 1925 | 130.75 | 19.9464 | 7.725 | 172.4939 | 0 | 771370.9002 | 360532.5582 | 259382.3444 | 0 | 101150.2138 | 19.95 | 20.05 | 19.95 | 20.05 | 0.25 | 900 | 0.17233 | 400.5917 | 0.017258
2017-01-21 11:00 | 1926 | 131 | 19.9453 | 7.9 | 97.3958 | 0 | 771370.9002 | 339130.121 | 240635.2091 | 0 | 98494.9119 | 19.95 | 20.05 | 19.95 | 20.05 | 0.25 | 900 | 0.16339 | 376.8112 | 0.015392
2017-01-21 11:15 | 1927 | 131.25 | 19.9581 | 8.125 | 11.7722 | 0 | 771370.9002 | 315793.5445 | 220179.0993 | 0 | 95614.4453 | 19.95 | 20.05 | 19.95 | 20.05 | 0.25 | 900 | 0.1599 | 350.8817 | 0.014026
2017-01-21 11:30 | 1928 | 131.5 | 19.9871 | 8.35 | 0 | 50.9545 | 784741.6695 | 289357.4445 | 196991.1098 | 0 | 92366.3348 | 19.95 | 20.05 | 19.95 | 20.05 | 0.25 | 900 | 0.1564 | 321.5083 | 0.012571
2017-01-21 11:45 | 1929 | 131.75 | 20.0489 | 8.575 | 0 | 55.8625 | 784741.6695 | 270000 | 180000 | 0 | 90000 | 19.95 | 20.05 | 19.95 | 20.05 | 0.25 | 900 | 0.15291 | 300 | 0.011468
2017-01-21 12:00 | 1930 | 132 | 20.0575 | 8.8 | 0 | 178.9964 | 784741.6695 | 271210.1905 | 179762.1786 | 1193.2552 | 90254.7567 | 19.95 | 20.05 | 19.95 | 20.05 | 0.25 | 900 | 0.14941 | 301.3447 | 0.011256
2017-01-21 12:15 | 1931 | 132.25 | 20.0516 | 8.8 | 0 | 181.8746 | 784741.6695 | 300372.8106 | 174031.266 | 29947.776 | 96393.7687 | 19.95 | 20.05 | 19.95 | 20.05 | 0.25 | 900 | 0.14814 | 333.7476 | 0.01236
2017-01-21 12:30 | 1932 | 132.5 | 20.0479 | 8.8 | 0 | 186.5592 | 774510.3167 | 301537.8053 | 173802.3262 | 31096.4678 | 96639.0112 | 19.95 | 20.05 | 19.95 | 20.05 | 0.25 | 900 | 0.14687 | 335.042 | 0.012302
2017-01-21 12:45 | 1933 | 132.75 | 20.046 | 8.8 | 0 | 167.6971 | 774510.3167 | 302914.2169 | 173536.7919 | 32453.9707 | 96923.4543 | 19.95 | 20.05 | 19.95 | 20.05 | 0.25 | 900 | 0.1456 | 336.5714 | 0.012251
2017-01-21 13:00 | 1934 | 133 | 20.0465 | 8.8 | 0 | 141.9222 | 774510.3167 | 298606.6976 | 174387.8917 | 28207.0583 | 96011.7475 | 19.95 | 20.05 | 19.95 | 20.05 | 0.25 | 900 | 0.14433 | 331.7852 | 0.011972
2017-01-21 13:15 | 1935 | 133.25 | 20.0741 | 9.025 | 0 | 142.0229 | 774510.3167 | 292510.5209 | 175583.0287 | 22195.9876 | 94731.5047 | 19.95 | 20.05 | 19.95 | 20.05 | 0.25 | 900 | 0.14576 | 325.0117 | 0.011843
2017-01-21 13:30 | 1936 | 133.5 | 20.0681 | 9.25 | 0 | 243.5453 | 761050.4743 | 292596.6977 | 175560.286 | 22280.5448 | 94755.8668 | 19.95 | 20.05 | 19.95 | 20.05 | 0.25 | 900 | 0.14719 | 325.1074 | 0.011963
2017-01-21 13:45 | 1937 | 133.75 | 20.0645 | 9.475 | 0 | 258.5274 | 761050.4743 | 316718.1424 | 170819.1517 | 46064.3725 | 99834.6182 | 19.95 | 20.05 | 19.95 | 20.05 | 0.25 | 900 | 0.14862 | 351.909 | 0.013075
2017-01-21 14:00 | 1938 | 134 | 20.0644 | 9.7 | 0 | 309.53 | 761050.4743 | 320354.8083 | 170104.4898 | 49650.1472 | 100600.1713 | 19.95 | 20.05 | 19.95 | 20.05 | 0.25 | 900 | 0.15005 | 355.9498 | 0.013353
2017-01-21 14:15 | 1939 | 134.25 | 20.0337 | 9.725 | 0 | 358.1104 | 761050.4743 | 332142.9636 | 167787.9323 | 61273.34 | 103081.6913 | 19.95 | 20.05 | 19.95 | 20.05 | 0.25 | 900 | 0.15404 | 369.0477 | 0.014212
2017-01-21 14:30 | 1940 | 134.5 | 20.0326 | 9.75 | 0 | 287.7038 | 765614.8792 | 343386.7326 | 165578.3552 | 72359.7646 | 105448.6128 | 19.95 | 20.05 | 19.95 | 20.05 | 0.25 | 900 | 0.15802 | 381.5408 | 0.015073
2017-01-21 14:45 | 1941 | 134.75 | 20.0318 | 9.775 | 0 | 265.7886 | 765614.8792 | 327054.1365 | 168787.9667 | 56255.7255 | 102010.4443 | 19.95 | 20.05 | 19.95 | 20.05 | 0.25 | 900 | 0.16201 | 363.3935 | 0.014718
2017-01-21 15:00 | 1942 | 135 | 20.031 | 9.8 | 0 | 193.4445 | 765614.8792 | 321984.3297 | 169784.2633 | 51256.8652 | 100943.2012 | 19.95 | 20.05 | 19.95 | 20.05 | 0.25 | 900 | 0.16599 | 357.7604 | 0.014846
2017-01-21 15:15 | 1943 | 135.25 | 20.0595 | 9.775 | 0 | 137.0584 | 765614.8792 | 305524.2759 | 173018.9222 | 35027.152 | 97478.2016 | 19.95 | 20.05 | 19.95 | 20.05 | 0.25 | 900 | 0.16883 | 339.4714 | 0.014328
2017-01-21 15:30 | 1944 | 135.5 | 20.06 | 9.75 | 0 | 166.1614 | 833027.0814 | 292278.6875 | 175621.8882 | 21966.9213 | 94689.8779 | 19.95 | 20.05 | 19.95 | 20.05 | 0.25 | 900 | 0.17167 | 324.7541 | 0.013937
2017-01-21 15:45 | 1945 | 135.75 | 20.0602 | 9.725 | 0 | 78.1086 | 833027.0814 | 298904.4784 | 174319.8163 | 28499.9914 | 96084.6706 | 19.95 | 20.05 | 19.95 | 20.05 | 0.25 | 900 | 0.1745 | 332.1161 | 0.014489
2017-01-21 16:00 | 1946 | 136 | 20.0403 | 9.7 | 0 | 38.376 | 833027.0814 | 278901.4807 | 178250.7193 | 8776.9141 | 91873.8473 | 19.95 | 20.05 | 19.95 | 20.05 | 0.25 | 900 | 0.17734 | 309.8905 | 0.013739
2017-01-21 16:15 | 1947 | 136.25 | 19.991 | 9.6 | 0 | 38.0514 | 833027.0814 | 270000 | 180000 | 0 | 90000 | 19.95 | 20.05 | 19.95 | 20.05 | 0.25 | 900 | 0.19119 | 300 | 0.014339
2017-01-21 16:30 | 1948 | 136.5 | 19.9523 | 9.5 | 85.7923 | 0 | 1054199.8844 | 270000 | 180000 | 0 | 90000 | 19.95 | 20.05 | 19.95 | 20.05 | 0.25 | 900 | 0.20505 | 300 | 0.015378
2017-01-21 16:45 | 1949 | 136.75 | 19.9471 | 9.4 | 229.745 | 0 | 1054199.8844 | 306521.5491 | 212136.8797 | 0 | 94384.6694 | 19.95 | 20.05 | 19.95 | 20.05 | 0.25 | 900 | 0.2189 | 340.5795 | 0.018638
2017-01-21 17:00 | 1950 | 137 | 19.9501 | 9.3 | 337.1429 | 0 | 1054199.8844 | 349162.2642 | 249645.7451 | 0 | 99516.5192 | 19.95 | 20.05 | 19.95 | 20.05 | 0.25 | 900 | 0.23275 | 387.9581 | 0.022574
2017-01-21 17:15 | 1951 | 137.25 | 19.9488 | 9.075 | 371.2859 | 0 | 1054199.8844 | 380879.2219 | 277532.2681 | 0 | 103346.9538 | 19.95 | 20.05 | 19.95 | 20.05 | 0.25 | 900 | 0.23023 | 423.1991 | 0.024359
2017-01-21 17:30 | 1952 | 137.5 | 19.95 | 8.85 | 439.5998 | 0 | 1330183.6065 | 391758.88 | 287058.8268 | 0 | 104700.0532 | 19.95 | 20.05 | 19.95 | 20.05 | 0.25 | 900 | 0.22772 | 435.2876 | 0.02478
2017-01-21 17:45 | 1953 | 137.75 | 19.9505 | 8.625 | 493.4016 | 0 | 1330183.6065 | 412784.8304 | 305495.2248 | 0 | 107289.6056 | 19.95 | 20.05 | 19.95 | 20.05 | 0.25 | 900 | 0.2252 | 458.6498 | 0.025822
2017-01-21 18:00 | 1954 | 138 | 19.9518 | 8.4 | 539.0838 | 0 | 1330183.6065 | 429662.6028 | 320272.0994 | 0 | 109390.5034 | 19.95 | 20.05 | 19.95 | 20.05 | 0.25 | 900 | 0.22268 | 477.4029 | 0.026577
2017-01-21 18:15 | 1955 | 138.25 | 19.961 | 8.475 | 456.9184 | 0 | 1330183.6065 | 444300.1487 | 333069.4515 | 0 | 111230.6973 | 19.95 | 20.05 | 19.95 | 20.05 | 0.25 | 900 | 0.21516 | 493.6668 | 0.026555
2017-01-21 18:30 | 1956 | 138.5 | 19.9607 | 8.55 | 457.2804 | 0 | 1419081.7863 | 420165.6254 | 311892.6013 | 0 | 108273.0241 | 19.95 | 20.05 | 19.95 | 20.05 | 0.25 | 900 | 0.20765 | 466.8507 | 0.024235
2017-01-21 18:45 | 1957 | 138.75 | 19.9604 | 8.625 | 436.9361 | 0 | 1419081.7863 | 419739.7606 | 311536.4595 | 0 | 108203.3012 | 19.95 | 20.05 | 19.95 | 20.05 | 0.25 | 900 | 0.20014 | 466.3775 | 0.023335
2017-01-21 19:00 | 1958 | 139 | 19.9603 | 8.7 | 438.519 | 0 | 1419081.7863 | 413387.5044 | 305973.5586 | 0 | 107413.9457 | 19.95 | 20.05 | 19.95 | 20.05 | 0.25 | 900 | 0.19262 | 459.3194 | 0.022119
2017-01-21 19:15 | 1959 | 139.25 | 19.9585 | 8.7 | 431.8652 | 0 | 1419081.7863 | 413457.8127 | 306052.4653 | 0 | 107405.3474 | 19.95 | 20.05 | 19.95 | 20.05 | 0.25 | 900 | 0.18572 | 459.3976 | 0.02133
2017-01-21 19:30 | 1960 | 139.5 | 19.9593 | 8.7 | 439.1074 | 0 | 1392175.501 | 411470.9089 | 304306.6271 | 0 | 107164.2818 | 19.95 | 20.05 | 19.95 | 20.05 | 0.25 | 900 | 0.17882 | 457.1899 | 0.020438
2017-01-21 19:45 | 1961 | 139.75 | 19.9605 | 8.7 | 438.0753 | 0 | 1392175.501 | 413624.1367 | 306198.6096 | 0 | 107425.527 | 19.95 | 20.05 | 19.95 | 20.05 | 0.25 | 900 | 0.17191 | 459.5824 | 0.019752
2017-01-21 20:00 | 1962 | 140 | 19.9595 | 8.7 | 436.4641 | 0 | 1392175.501 | 413329.1169 | 305939.3838 | 0 | 107389.7331 | 19.95 | 20.05 | 19.95 | 20.05 | 0.25 | 900 | 0.16501 | 459.2546 | 0.018945
2017-01-21 20:15 | 1963 | 140.25 | 19.9882 | 8.475 | 434.6249 | 0 | 1392175.501 | 412818.5563 | 305490.7681 | 0 | 107327.7882 | 19.95 | 20.05 | 19.95 | 20.05 | 0.25 | 900 | 0.1612 | 458.6873 | 0.018485
2017-01-21 20:30 | 1964 | 140.5 | 19.9867 | 8.25 | 334.8626 | 0 | 1377595.0107 | 413835.5998 | 306332.85 | 0 | 107502.7499 | 19.95 | 20.05 | 19.95 | 20.05 | 0.25 | 900 | 0.15739 | 459.8173 | 0.018093
2017-01-21 20:45 | 1965 | 140.75 | 19.9865 | 8.025 | 316.0379 | 0 | 1377595.0107 | 385160.619 | 281105.8788 | 0 | 104054.7402 | 19.95 | 20.05 | 19.95 | 20.05 | 0.25 | 900 | 0.15358 | 427.9562 | 0.016431
2017-01-21 21:00 | 1966 | 141 | 19.9783 | 7.8 | 261.1789 | 0 | 1377595.0107 | 380656.3132 | 277111.5581 | 0 | 103544.7551 | 19.95 | 20.05 | 19.95 | 20.05 | 0.25 | 900 | 0.14977 | 422.9515 | 0.015836
2017-01-21 21:15 | 1967 | 141.25 | 19.9414 | 7.925 | 246.9994 | 0 | 1377595.0107 | 365211.5449 | 263523.0771 | 0 | 101688.4678 | 19.95 | 20.05 | 19.95 | 20.05 | 0.25 | 900 | 0.1467 | 405.7906 | 0.014882
2017-01-21 21:30 | 1968 | 141.5 | 19.9362 | 8.05 | 391.4651 | 0 | 1264143.4163 | 360071.1176 | 259031.6864 | 0 | 101039.4312 | 19.95 | 20.05 | 19.95 | 20.05 | 0.25 | 900 | 0.14363 | 400.079 | 0.014366
2017-01-21 21:45 | 1969 | 141.75 | 19.9356 | 8.175 | 429.0967 | 0 | 1264143.4163 | 402828.0498 | 296574.6914 | 0 | 106253.3585 | 19.95 | 20.05 | 19.95 | 20.05 | 0.25 | 900 | 0.14056 | 447.5867 | 0.015728
2017-01-21 22:00 | 1970 | 142 | 19.9368 | 8.3 | 492.3778 | 0 | 1264143.4163 | 413356.5301 | 305843.4709 | 0 | 107513.0592 | 19.95 | 20.05 | 19.95 | 20.05 | 0.25 | 900 | 0.13749 | 459.285 | 0.015787
2017-01-21 22:15 | 1971 | 142.25 | 19.9048 | 8.35 | 611.8975 | 0 | 1264143.4163 | 431309.6749 | 321635.557 | 0 | 109674.1179 | 19.95 | 20.05 | 19.95 | 20.05 | 0.25 | 900 | 0.13449 | 479.233 | 0.016113
2017-01-21 22:30 | 1972 | 142.5 | 19.9062 | 8.4 | 810.1543 | 0 | 1009469.0009 | 465334.718 | 351526.3195 | 0 | 113808.3985 | 19.95 | 20.05 | 19.95 | 20.05 | 0.25 | 900 | 0.1315 | 517.0386 | 0.016997
2017-01-21 22:45 | 1973 | 142.75 | 19.9044 | 8.45 | 920.9625 | 0 | 1009469.0009 | 523047.4915 | 402224.9436 | 0 | 120822.5479 | 19.95 | 20.05 | 19.95 | 20.05 | 0.25 | 900 | 0.1285 | 581.1639 | 0.01867
2017-01-21 23:00 | 1974 | 143 | 19.9028 | 8.5 | 1080.9299 | 0 | 1009469.0009 | 554561.5395 | 429923.099 | 0 | 124638.4405 | 19.95 | 20.05 | 19.95 | 20.05 | 0.25 | 900 | 0.1255 | 616.1795 | 0.019333
2017-01-21 23:15 | 1975 | 143.25 | 20.0186 | 8.375 | 1209.1855 | 0 | 1009469.0009 | 599786.8404 | 469669.6087 | 0 | 130117.2317 | 19.95 | 20.05 | 19.95 | 20.05 | 0.25 | 900 | 0.12582 | 666.4298 | 0.020963
2017-01-21 23:30 | 1976 | 143.5 | 20.0027 | 8.25 | 913.5931 | 0 | 787730.259 | 640138.5793 | 505038.948 | 0 | 135099.6313 | 19.95 | 20.05 | 19.95 | 20.05 | 0.25 | 900 | 0.12614 | 711.2651 | 0.02243
2017-01-21 23:45 | 1977 | 143.75 | 20.0229 | 8.125 | 967.8064 | 0 | 787730.259 | 553767.1519 | 429134.8824 | 0 | 124632.2695 | 19.95 | 20.05 | 19.95 | 20.05 | 0.25 | 900 | 0.12646 | 615.2968 | 0.019453
2017-01-22 | 1978 | 144 | 19.8563 | 8 | 509.6483 | 0 | 787730.259 | 570940.5726 | 444152.3419 | 0 | 126788.2307 | 19.7932 | 19.8932 | 19.7932 | 19.8932 | 0.25 | 900 | 0.12646 | 634.3784 | 0.020056

## Details_2025-02-04
datetime | Unnamed: 0 | sim_time | Zone Air Temperature,LIVING_UNIT1 | Site Outdoor Air Drybulb Temperature,ENVIRONMENT | Zone Air System Sensible Heating Rate,LIVING_UNIT1 | Zone Air System Sensible Cooling Rate,LIVING_UNIT1 | Electricity:Building | Electricity:HVAC | Heating:Electricity | Cooling:Electricity | Fans:Electricity | Zone Thermostat Heating Setpoint Temperature,LIVING_UNIT1 | Zone Thermostat Cooling Setpoint Temperature,LIVING_UNIT1 | Zone Temperature Control,Heating Setpoint,LIVING_UNIT1 | Zone Temperature Control,Cooling Setpoint,LIVING_UNIT1 | dt_hours | dt_seconds | current_price | P_total_W | step_cost_real
2017-02-04 | 3950.5 | 120.0938 | 20.825 | -4.1875 | 3065.5911 | 0 | 787730.259 | 1409414.0965 | 895170.5403 | 0 | 167086.2229 | 20.842 | 20.942 | 20.842 | 20.942 | 0.0625 | 225 | 0.1324 | 1180.2853 | 0.0095498
2017-02-04 00:15 | 3954.5 | 120.3438 | 20.3041 | -4.4375 | 2105.2734 | 729.9997 | 656879.7923 | 2410838.606 | 2161454.6745 | 0 | 249383.9314 | 20.2419 | 20.3419 | 20.2419 | 20.3419 | 0.0625 | 225 | 0.13068 | 2678.7096 | 0.021679
2017-02-04 00:30 | 3958.5 | 120.5938 | 20.795 | -4.6875 | 3072.47 | 0 | 613262.9701 | 1998547.7423 | 1664365.0218 | 99867.1372 | 234315.5833 | 20.8542 | 20.9542 | 20.8542 | 20.9542 | 0.0625 | 225 | 0.12897 | 2220.6086 | 0.018048
2017-02-04 00:45 | 3962.5 | 120.8438 | 20.315 | -4.9375 | 2151.4753 | 765.8667 | 613262.9701 | 2542682.6806 | 2253714.7017 | 33289.0457 | 255678.9331 | 20.2514 | 20.3514 | 20.2514 | 20.3514 | 0.0625 | 225 | 0.12726 | 2825.203 | 0.022315
2017-02-04 01:00 | 3966.5 | 121.0938 | 20.7956 | -4.8125 | 3077.0422 | 0 | 613262.9701 | 2077089.3736 | 1734172.908 | 104231.0452 | 238685.4204 | 20.8542 | 20.9542 | 20.8542 | 20.9542 | 0.0625 | 225 | 0.12554 | 2307.8771 | 0.01825
2017-02-04 01:15 | 3970.5 | 121.3438 | 20.316 | -4.5625 | 2136.2471 | 765.7412 | 575068.7938 | 2565451.9544 | 2274034.453 | 34743.6817 | 256673.8197 | 20.2514 | 20.3514 | 20.2514 | 20.3514 | 0.0625 | 225 | 0.12495 | 2850.5022 | 0.02212
2017-02-04 01:30 | 3974.5 | 121.5938 | 20.7807 | -4.3125 | 3037.705 | 0 | 562337.4017 | 2037752.6928 | 1696227.6389 | 104345.1323 | 237179.9217 | 20.8256 | 20.9256 | 20.8256 | 20.9256 | 0.0625 | 225 | 0.12436 | 2264.1697 | 0.017746
2017-02-04 01:45 | 3978.5 | 121.8438 | 20.3043 | -4.0625 | 2086.116 | 733.7199 | 562337.4017 | 2472533.9492 | 2186236.0584 | 34781.7108 | 251516.18 | 20.2419 | 20.3419 | 20.2419 | 20.3419 | 0.0625 | 225 | 0.12377 | 2747.2599 | 0.02112
2017-02-04 02:00 | 3983 | 122.1 | 20.9688 | -4.4 | 3476.1104 | 0 | 562337.4017 | 1910437.911 | 1571879.9024 | 106997.7406 | 231560.2679 | 21.1055 | 21.2055 | 21.1055 | 21.2055 | 0.05 | 180 | 0.12318 | 2122.7088 | 0.013074
2017-02-04 02:15 | 3987.5 | 122.3438 | 20.5626 | -4.875 | 2254.7959 | 646.2659 | 549899.3391 | 2758177.7791 | 2473180.1508 | 33436.794 | 251560.8344 | 20.5029 | 20.6029 | 20.5029 | 20.6029 | 0.0625 | 225 | 0.12338 | 3064.642 | 0.023434
2017-02-04 02:30 | 3992.5 | 122.6042 | 21.6672 | -5.4167 | 4623.3667 | 0 | 545753.3182 | 2109130.2079 | 1771078.0133 | 98200.0722 | 239852.1224 | 22.1382 | 22.2382 | 22.1382 | 22.2382 | 0.041667 | 150 | 0.12359 | 2343.478 | 0.011839
2017-02-04 02:45 | 3997 | 122.8333 | 21.7209 | -5.8333 | 3076.3925 | 54.8517 | 545753.3182 | 3556440.466 | 3250044.531 | 39280.0289 | 267115.9061 | 21.6755 | 21.7755 | 21.6755 | 21.7755 | 0.083333 | 300 | 0.12379 | 3951.6005 | 0.040763
2017-02-04 03:00 | 4000.5 | 123.0938 | 20.3438 | -5.625 | 2025.2398 | 819.5103 | 545753.3182 | 2828520.9311 | 2593907.5561 | 0 | 234613.375 | 20.2752 | 20.3752 | 20.2752 | 20.3752 | 0.0625 | 225 | 0.12399 | 3142.801 | 0.024652
2017-02-04 03:15 | 4006 | 123.3571 | 21.5291 | -5.0714 | 4198.8979 | 0 | 535133.6172 | 1841358.7267 | 1488168.8708 | 128403.4233 | 224786.4326 | 21.9313 | 22.0313 | 21.9313 | 22.0313 | 0.035714 | 128.5714 | 0.1238 | 2045.9541 | 0.0090207
2017-02-04 03:30 | 4011 | 123.5833 | 21.5061 | -4.6667 | 2584.7504 | 160.1569 | 533363.667 | 3155605.8262 | 2847905.5695 | 49934.6646 | 257765.5921 | 21.4417 | 21.5417 | 21.4417 | 21.5417 | 0.083333 | 300 | 0.12362 | 3506.2287 | 0.03612
2017-02-04 03:45 | 4015 | 123.85 | 22.3846 | -4.1 | 4896.9083 | 0 | 533363.667 | 2317884.048 | 2071465.2188 | 17947.2593 | 228471.5699 | 22.8809 | 22.9809 | 22.8809 | 22.9809 | 0.05 | 180 | 0.12344 | 2575.4267 | 0.015895
2017-02-04 04:00 | 4018.5 | 124.0625 | 22.7837 | -4 | 3181.6955 | 0 | 533363.667 | 3329224.2114 | 3068020.4104 | 11217.0371 | 249986.7639 | 22.7324 | 22.8324 | 22.7324 | 22.8324 | 0.125 | 450 | 0.12325 | 3699.138 | 0.055398
2017-02-04 04:15 | 4021.5 | 124.3438 | 21.327 | -4 | 2798.6526 | 571.3772 | 558583.1477 | 3133001.1945 | 2886027.3019 | 0 | 246973.8926 | 21.257 | 21.357 | 21.257 | 21.357 | 0.0625 | 225 | 0.12434 | 3481.1124 | 0.027359
2017-02-04 04:30 | 4025.5 | 124.5938 | 20.2634 | -4 | 1612.9412 | 694.3274 | 566989.6412 | 2045702.1827 | 1736006.3656 | 79048.0703 | 230647.7468 | 20.2047 | 20.3047 | 20.2047 | 20.3047 | 0.0625 | 225 | 0.12544 | 2273.0024 | 0.017928
2017-02-04 04:45 | 4028 | 124.75 | 19.9696 | -4 | 1357.6856 | 0 | 566989.6412 | 1860054.4201 | 1525468.6347 | 105397.427 | 229188.3584 | 19.95 | 20.05 | 19.95 | 20.05 | 0.25 | 900 | 0.12654 | 2066.7271 | 0.065378
2017-02-04 05:00 | 4032 | 125.1071 | 21.6426 | -4 | 4286.3702 | 0 | 566989.6412 | 1494432.9177 | 1245264.6678 | 18123.3003 | 231044.9495 | 22.0283 | 22.1283 | 22.0283 | 22.1283 | 0.035714 | 128.5714 | 0.12763 | 1660.481 | 0.0075771
2017-02-04 05:15 | 4037 | 125.3333 | 21.6656 | -4 | 2589.2727 | 90.0687 | 653039.4821 | 3048409.111 | 2790552.3588 | 0 | 257856.7523 | 21.6037 | 21.7037 | 21.6037 | 21.7037 | 0.083333 | 300 | 0.13404 | 3387.1212 | 0.037833
2017-02-04 05:30 | 4040.5 | 125.5938 | 20.4196 | -4 | 1849.1915 | 721.575 | 696064.4026 | 2374662.4119 | 2139868.4507 | 6188.1815 | 228605.7798 | 20.3559 | 20.4559 | 20.3559 | 20.4559 | 0.0625 | 225 | 0.14044 | 2638.5138 | 0.023472
2017-02-04 05:45 | 4046 | 125.8571 | 21.7201 | -4 | 4205.6098 | 0 | 696064.4026 | 1583047.6936 | 1252816.0639 | 115093.4996 | 215138.1302 | 22.1337 | 22.2337 | 22.1337 | 22.2337 | 0.035714 | 128.5714 | 0.14685 | 1758.9419 | 0.009205
2017-02-04 06:00 | 4051 | 126.0833 | 21.767 | -4.1667 | 2558.7226 | 58.0828 | 696064.4026 | 3024539.9107 | 2728725.715 | 44300.1994 | 251513.9963 | 21.7052 | 21.8052 | 21.7052 | 21.8052 | 0.083333 | 300 | 0.15326 | 3360.5999 | 0.04292
2017-02-04 06:15 | 4055 | 126.35 | 22.6297 | -4.45 | 5093.0539 | 0 | 805263.9135 | 2282038.4968 | 2055238.601 | 1151.6441 | 225648.2518 | 23.1803 | 23.2803 | 23.1803 | 23.2803 | 0.05 | 180 | 0.16027 | 2535.5983 | 0.020319
2017-02-04 06:30 | 4058.5 | 126.5625 | 23.0459 | -4.625 | 3040.1195 | 0 | 832563.7912 | 3410520.2809 | 3161072.6733 | 719.7775 | 248727.8301 | 22.993 | 23.093 | 22.993 | 23.093 | 0.125 | 450 | 0.16728 | 3789.467 | 0.076911
2017-02-04 06:45 | 4060.5 | 126.8125 | 22.5929 | -4.875 | 4691.1269 | 0 | 832563.7912 | 3829034.3806 | 3568524.3536 | 0 | 260510.0269 | 22.5456 | 22.6456 | 22.5456 | 22.6456 | 0.125 | 450 | 0.17428 | 4254.4826 | 0.094432
2017-02-04 07:00 | 4063.5 | 127.0938 | 21.8889 | -5 | 2655.9343 | 686.0064 | 832563.7912 | 3097757.0938 | 2826093.1637 | 0 | 271663.9301 | 21.8167 | 21.9167 | 21.8167 | 21.9167 | 0.0625 | 225 | 0.18129 | 3441.9523 | 0.038901
2017-02-04 07:15 | 4068 | 127.35 | 22.8118 | -5 | 4799.6006 | 0 | 900237.6375 | 2435897.634 | 2079776.3758 | 100650.0217 | 255471.2365 | 23.321 | 23.421 | 23.321 | 23.421 | 0.05 | 180 | 0.18896 | 2706.5529 | 0.025572
2017-02-04 07:30 | 4072 | 127.5833 | 22.9043 | -5 | 3470.4061 | 54.6175 | 917156.0991 | 3903502.6851 | 3590141.7581 | 41937.509 | 271423.418 | 22.8632 | 22.9632 | 22.8632 | 22.9632 | 0.083333 | 300 | 0.19664 | 4337.2252 | 0.071073
2017-02-04 07:45 | 4075.5 | 127.8438 | 21.5496 | -5 | 2189.0948 | 657.5801 | 917156.0991 | 3031880.8365 | 2797267.4615 | 0 | 234613.375 | 21.4829 | 21.5829 | 21.4829 | 21.5829 | 0.0625 | 225 | 0.20431 | 3368.7565 | 0.043555
2017-02-04 08:00 | 4079.5 | 128.0938 | 20.3213 | -4.8125 | 1585.2064 | 944.3138 | 917156.0991 | 2025384.1838 | 1707936.9903 | 90406.1926 | 227041.001 | 20.2562 | 20.3562 | 20.2562 | 20.3562 | 0.0625 | 225 | 0.21199 | 2250.4269 | 0.02996
2017-02-04 08:15 | 4082.5 | 128.3125 | 19.9851 | -4.625 | 1487.9246 | 0 | 859658.2092 | 1670811.8823 | 1303270.5797 | 145476.7571 | 222064.5455 | 19.95 | 20.05 | 19.95 | 20.05 | 0.125 | 450 | 0.19982 | 1856.4576 | 0.046755
2017-02-04 08:30 | 4084 | 128.5 | 19.9802 | -4.5 | 873.5527 | 0 | 802160.3193 | 1462540.4632 | 1077872.3754 | 170411.9241 | 214256.1637 | 19.95 | 20.05 | 19.95 | 20.05 | 0.25 | 900 | 0.18765 | 1625.045 | 0.076235
2017-02-04 08:45 | 4085.5 | 128.8125 | 19.9957 | -4.125 | 1099.4732 | 0 | 802160.3193 | 1096972.4857 | 911576.8444 | 0 | 185395.6413 | 19.95 | 20.05 | 19.95 | 20.05 | 0.125 | 450 | 0.17548 | 1218.8583 | 0.02688
2017-02-04 09:00 | 4088.5 | 129.0938 | 20.7909 | -4 | 2592.0242 | 42.0031 | 802160.3193 | 1088340.2829 | 903577.198 | 0 | 184763.0848 | 20.8112 | 20.9112 | 20.8112 | 20.9112 | 0.0625 | 225 | 0.16331 | 1209.267 | 0.012323
2017-02-04 09:15 | 4092.5 | 129.3438 | 20.2973 | -4 | 1639.7975 | 813.8245 | 767180.1066 | 2057852.8244 | 1844600.2811 | 0 | 213252.5433 | 20.2371 | 20.3371 | 20.2371 | 20.3371 | 0.0625 | 225 | 0.15662 | 2286.5031 | 0.022153
2017-02-04 09:30 | 4096 | 129.5833 | 19.9746 | -4 | 1406.4904 | 0 | 755520.0357 | 1745965.1886 | 1431421.3607 | 98916.7863 | 215627.0416 | 19.95 | 20.05 | 19.95 | 20.05 | 0.083333 | 300 | 0.14992 | 1939.9613 | 0.024237
2017-02-04 09:45 | 4099 | 129.8333 | 19.9744 | -4 | 1320.8121 | 0 | 755520.0357 | 1272318.0158 | 1020760.1915 | 49458.3931 | 202099.4312 | 19.95 | 20.05 | 19.95 | 20.05 | 0.083333 | 300 | 0.14322 | 1413.6867 | 0.016873
2017-02-04 10:00 | 4102 | 130.0833 | 19.9742 | -4 | 1329.4364 | 0 | 755520.0357 | 1172319.7193 | 977749.3271 | 0 | 194570.3921 | 19.95 | 20.05 | 19.95 | 20.05 | 0.083333 | 300 | 0.13653 | 1302.5775 | 0.01482
2017-02-04 10:15 | 4104.5 | 130.3125 | 19.9784 | -4 | 1335.2885 | 0 | 763445.4679 | 1161475.2199 | 968159.4733 | 0 | 193315.7466 | 19.95 | 20.05 | 19.95 | 20.05 | 0.125 | 450 | 0.13439 | 1290.528 | 0.02168
2017-02-04 10:30 | 4106.5 | 130.5625 | 19.9826 | -4 | 1310.5702 | 0 | 771370.9002 | 1159648.3191 | 966542.1936 | 0 | 193106.1255 | 19.95 | 20.05 | 19.95 | 20.05 | 0.125 | 450 | 0.13224 | 1288.4981 | 0.0213
2017-02-04 10:45 | 4108.5 | 130.8125 | 19.9819 | -4 | 1298.4559 | 0 | 771370.9002 | 1152950.9798 | 960618.9634 | 0 | 192332.0164 | 19.95 | 20.05 | 19.95 | 20.05 | 0.125 | 450 | 0.13009 | 1281.0566 | 0.020839
2017-02-04 11:00 | 4110.5 | 131.0625 | 19.9818 | -4 | 1298.7795 | 0 | 771370.9002 | 1140523.2409 | 949629.5143 | 0 | 190893.7266 | 19.95 | 20.05 | 19.95 | 20.05 | 0.125 | 450 | 0.12795 | 1267.248 | 0.020276
2017-02-04 11:15 | 4112.5 | 131.3125 | 19.9824 | -4 | 1314.2398 | 0 | 778056.2848 | 1144490.1795 | 953629.676 | 0 | 190860.5036 | 19.95 | 20.05 | 19.95 | 20.05 | 0.125 | 450 | 0.12682 | 1271.6558 | 0.020147
2017-02-04 11:30 | 4114.5 | 131.5625 | 19.9831 | -4 | 1330.5057 | 0 | 784741.6695 | 1165931.4348 | 973586.1257 | 0 | 192345.3091 | 19.95 | 20.05 | 19.95 | 20.05 | 0.125 | 450 | 0.12569 | 1295.4794 | 0.020341
2017-02-04 11:45 | 4116 | 131.75 | 19.9833 | -4 | 1336.2786 | 0 | 784741.6695 | 1176839.617 | 983736.2661 | 0 | 193103.3509 | 19.95 | 20.05 | 19.95 | 20.05 | 0.25 | 900 | 0.12456 | 1307.5996 | 0.040719
2017-02-04 12:00 | 4117 | 132 | 19.9979 | -4 | 1378.4246 | 0 | 784741.6695 | 1199610.7029 | 1004907.2771 | 0 | 194703.4258 | 19.95 | 20.05 | 19.95 | 20.05 | 0.25 | 900 | 0.12343 | 1332.9008 | 0.04113
2017-02-04 12:15 | 4118.5 | 132.3125 | 19.9985 | -3.625 | 1230.8426 | 0 | 779625.9931 | 1212832.7265 | 1017496.8922 | 0 | 195335.8343 | 19.95 | 20.05 | 19.95 | 20.05 | 0.125 | 450 | 0.12089 | 1347.5919 | 0.02039
2017-02-04 12:30 | 4120.5 | 132.5625 | 19.9794 | -3.375 | 1200.9578 | 0 | 774510.3167 | 1148633.651 | 960225.5331 | 0 | 188408.1179 | 19.95 | 20.05 | 19.95 | 20.05 | 0.125 | 450 | 0.11835 | 1276.2596 | 0.018925
2017-02-04 12:45 | 4122.5 | 132.8125 | 19.9766 | -3.125 | 1101.1161 | 0 | 774510.3167 | 1078006.0865 | 897254.2768 | 0 | 180751.8097 | 19.95 | 20.05 | 19.95 | 20.05 | 0.125 | 450 | 0.11581 | 1197.7845 | 0.017371
2017-02-04 13:00 | 4124.5 | 133.0625 | 19.9748 | -3 | 1034.796 | 0 | 774510.3167 | 1020064.2368 | 845560.7936 | 0 | 174503.4432 | 19.95 | 20.05 | 19.95 | 20.05 | 0.125 | 450 | 0.11327 | 1133.4047 | 0.016077
2017-02-04 13:15 | 4126 | 133.25 | 19.9739 | -3 | 1010.8533 | 0 | 774510.3167 | 991985.6999 | 820509.5262 | 0 | 171476.1737 | 19.95 | 20.05 | 19.95 | 20.05 | 0.25 | 900 | 0.11497 | 1102.2063 | 0.031682
2017-02-04 13:30 | 4128 | 133.5833 | 19.9754 | -3 | 1030.1055 | 0 | 761050.4743 | 1006196.2263 | 834495.681 | 0 | 171700.5452 | 19.95 | 20.05 | 19.95 | 20.05 | 0.083333 | 300 | 0.11668 | 1117.9958 | 0.010871
2017-02-04 13:45 | 4131.5 | 133.8438 | 19.9647 | -3 | 967.9593 | 0 | 761050.4743 | 998574.6337 | 828550.9161 | 0 | 170023.7175 | 19.95 | 20.05 | 19.95 | 20.05 | 0.0625 | 225 | 0.11839 | 1109.5274 | 0.0082141
2017-02-04 14:00 | 4135.5 | 134.0938 | 19.9625 | -2.4375 | 898.2729 | 0 | 761050.4743 | 979862.21 | 812642.757 | 0 | 167219.453 | 19.95 | 20.05 | 19.95 | 20.05 | 0.0625 | 225 | 0.12009 | 1088.7358 | 0.0081735
2017-02-04 14:15 | 4139 | 134.3333 | 19.9635 | -1.75 | 826.691 | 0 | 764093.4109 | 940384.527 | 778627.3773 | 0 | 161757.1497 | 19.95 | 20.05 | 19.95 | 20.05 | 0.083333 | 300 | 0.12069 | 1044.8717 | 0.010508
2017-02-04 14:30 | 4142 | 134.5833 | 19.9619 | -1 | 705.1137 | 0 | 765614.8792 | 887159.2849 | 732493.1698 | 0 | 154666.1151 | 19.95 | 20.05 | 19.95 | 20.05 | 0.083333 | 300 | 0.12128 | 985.7325 | 0.0099625
2017-02-04 14:45 | 4145 | 134.8333 | 19.9601 | -0.25 | 617.3914 | 0 | 765614.8792 | 804236.1313 | 659427.0314 | 0 | 144809.0999 | 19.95 | 20.05 | 19.95 | 20.05 | 0.083333 | 300 | 0.12187 | 893.5957 | 0.0090756
2017-02-04 15:00 | 4147.5 | 135.0625 | 19.9615 | 0.0125 | 593.7672 | 0 | 765614.8792 | 752368.73 | 613792.0056 | 0 | 138576.7244 | 19.95 | 20.05 | 19.95 | 20.05 | 0.125 | 450 | 0.12247 | 835.9653 | 0.012819
2017-02-04 15:15 | 4149.5 | 135.3125 | 19.9639 | 0.0375 | 615.6135 | 0 | 799320.9803 | 727699.4553 | 592145.1037 | 0 | 135554.3516 | 19.95 | 20.05 | 19.95 | 20.05 | 0.125 | 450 | 0.12217 | 808.555 | 0.012354
2017-02-04 15:30 | 4151 | 135.5 | 19.9644 | 0.05 | 646.5997 | 0 | 833027.0814 | 722235.5399 | 587239.8126 | 0 | 134995.7273 | 19.95 | 20.05 | 19.95 | 20.05 | 0.25 | 900 | 0.12187 | 802.4839 | 0.024451
2017-02-04 15:45 | 4155.5 | 135.8594 | 21.9451 | 0.096875 | 3703.0253 | 18.532 | 833027.0814 | 804833.9732 | 661680.2019 | 0 | 143153.7713 | 22.3406 | 22.4406 | 22.3406 | 22.4406 | 0.03125 | 112.5 | 0.12158 | 894.26 | 0.0033959
2017-02-04 16:00 | 4160.5 | 136.0625 | 22.603 | 0.0875 | 2295.7691 | 0 | 833027.0814 | 2039315.1624 | 1845451.6634 | 0 | 193863.499 | 22.5832 | 22.6832 | 22.5832 | 22.6832 | 0.125 | 450 | 0.12128 | 2265.9057 | 0.032971
2017-02-04 16:15 | 4163 | 136.3333 | 21.9878 | 0.058333 | 2133.7546 | 263.3628 | 980475.6168 | 2363161.6895 | 2113126.7562 | 0 | 250034.9333 | 21.9164 | 22.0164 | 21.9164 | 22.0164 | 0.083333 | 300 | 0.12612 | 2625.7352 | 0.027597
2017-02-04 16:30 | 4166 | 136.5833 | 21.1316 | 0.033333 | 1294.0212 | 447.5538 | 1054199.8844 | 1517472.7278 | 1270698.1988 | 30941.9236 | 215832.6053 | 21.0686 | 21.1686 | 21.0686 | 21.1686 | 0.083333 | 300 | 0.13096 | 1686.0808 | 0.018401
2017-02-04 16:45 | 4169 | 136.8333 | 20.2899 | 0.0083333 | 905.1278 | 581.9661 | 1054199.8844 | 1144500.6862 | 889279.7692 | 71062.6894 | 184158.2277 | 20.2289 | 20.3289 | 20.2289 | 20.3289 | 0.083333 | 300 | 0.13581 | 1271.6674 | 0.014392
2017-02-04 17:00 | 4174.5 | 137.1094 | 21.9491 | -0.4375 | 3479.2009 | 19.3562 | 1054199.8844 | 922765.9365 | 649443.5168 | 106368.857 | 166953.5627 | 22.3357 | 22.4357 | 22.3357 | 22.4357 | 0.03125 | 112.5 | 0.14065 | 1025.2955 | 0.0045127
2017-02-04 17:15 | 4180 | 137.3333 | 22.1292 | -0.83333 | 1898.7582 | 53.6138 | 1238189.0325 | 2405860.2979 | 2153869.4837 | 39510.9474 | 212479.8667 | 22.0749 | 22.1749 | 22.0749 | 22.1749 | 0.083333 | 300 | 0.14924 | 2673.1781 | 0.033245
2017-02-04 17:30 | 4184.5 | 137.6042 | 23.2314 | -1.4167 | 4644.2988 | 0 | 1330183.6065 | 1752069.5598 | 1542766.0088 | 2201.1473 | 207102.4037 | 23.5873 | 23.6873 | 23.5873 | 23.6873 | 0.041667 | 150 | 0.15782 | 1946.744 | 0.013212
2017-02-04 17:45 | 4189 | 137.8333 | 23.2294 | -1.8333 | 3005.932 | 48.0223 | 1330183.6065 | 3274518.0647 | 3023111.3706 | 584.4273 | 250822.2668 | 23.1888 | 23.2888 | 23.1888 | 23.2888 | 0.083333 | 300 | 0.16641 | 3638.3534 | 0.050456
2017-02-04 18:00 | 4192.5 | 138.0938 | 22.1002 | -2 | 1967.8082 | 492.8892 | 1330183.6065 | 2660233.1052 | 2430889.7097 | 0 | 229343.3956 | 22.0414 | 22.1414 | 22.0414 | 22.1414 | 0.0625 | 225 | 0.175 | 2955.8146 | 0.032739
2017-02-04 18:15 | 4196.5 | 138.3438 | 21.091 | -2 | 1336.7811 | 753.3507 | 1396857.2413 | 1717203.6387 | 1435712.0082 | 68506.261 | 212985.3695 | 21.0354 | 21.1354 | 21.0354 | 21.1354 | 0.0625 | 225 | 0.17438 | 1908.004 | 0.020913
2017-02-04 18:30 | 4200 | 138.5833 | 20.2873 | -2 | 921.6738 | 477.1054 | 1419081.7863 | 1291713.1479 | 965848.5033 | 122707.5635 | 203157.0811 | 20.2284 | 20.3284 | 20.2284 | 20.3284 | 0.083333 | 300 | 0.17376 | 1435.2368 | 0.020782
2017-02-04 18:45 | 4202 | 138.75 | 19.9583 | -2 | 274.2713 | 0 | 1419081.7863 | 1151917.4179 | 815125.9223 | 138390.5045 | 198400.9912 | 19.95 | 20.05 | 19.95 | 20.05 | 0.25 | 900 | 0.17314 | 1279.9082 | 0.055401
2017-02-04 19:00 | 4203 | 139 | 19.998 | -2 | 1099.4302 | 0 | 1419081.7863 | 828825.8938 | 582414.231 | 88074.143 | 158337.5199 | 19.95 | 20.05 | 19.95 | 20.05 | 0.25 | 900 | 0.17252 | 920.9177 | 0.039719
2017-02-04 19:15 | 4204 | 139.25 | 19.9855 | -2 | 597.6353 | 0 | 1419081.7863 | 1055702.9771 | 882806.7524 | 0 | 172896.2246 | 19.95 | 20.05 | 19.95 | 20.05 | 0.25 | 900 | 0.16721 | 1173.0033 | 0.049035
2017-02-04 19:30 | 4205 | 139.5 | 19.9917 | -2 | 879.2578 | 0 | 1392175.501 | 739321.1567 | 599314.422 | 0 | 140006.7347 | 19.95 | 20.05 | 19.95 | 20.05 | 0.25 | 900 | 0.1619 | 821.468 | 0.03325
2017-02-04 19:45 | 4206 | 139.75 | 19.9923 | -2 | 946.7439 | 0 | 1392175.501 | 902517.6821 | 744443.5314 | 0 | 158074.1507 | 19.95 | 20.05 | 19.95 | 20.05 | 0.25 | 900 | 0.1566 | 1002.7974 | 0.039259
2017-02-04 20:00 | 4207 | 140 | 19.9939 | -2 | 1031.9582 | 0 | 1392175.501 | 932023.7395 | 770044.7919 | 0 | 161978.9476 | 19.95 | 20.05 | 19.95 | 20.05 | 0.25 | 900 | 0.15129 | 1035.5819 | 0.039168
2017-02-04 20:15 | 4208 | 140.25 | 19.9926 | -2.25 | 1099.9644 | 0 | 1392175.501 | 970616.4643 | 803648.876 | 0 | 166967.5883 | 19.95 | 20.05 | 19.95 | 20.05 | 0.25 | 900 | 0.14666 | 1078.4627 | 0.039541
2017-02-04 20:30 | 4209 | 140.5 | 19.995 | -2.5 | 1174.3276 | 0 | 1377595.0107 | 1020779.53 | 848584.4892 | 0 | 172195.0408 | 19.95 | 20.05 | 19.95 | 20.05 | 0.25 | 900 | 0.14203 | 1134.1995 | 0.040271
2017-02-04 20:45 | 4210 | 140.75 | 19.9975 | -2.75 | 1231.0623 | 0 | 1377595.0107 | 1076419.3366 | 898410.1813 | 0 | 178009.1553 | 19.95 | 20.05 | 19.95 | 20.05 | 0.25 | 900 | 0.13739 | 1196.0215 | 0.041081
2017-02-04 21:00 | 4211 | 141 | 19.9961 | -3 | 1289.5117 | 0 | 1377595.0107 | 1122529.1918 | 939753.8117 | 0 | 182775.3801 | 19.95 | 20.05 | 19.95 | 20.05 | 0.25 | 900 | 0.13276 | 1247.2547 | 0.041396
2017-02-04 21:15 | 4212 | 141.25 | 19.9982 | -3.25 | 1364.6492 | 0 | 1377595.0107 | 1169759.0775 | 982097.3815 | 0 | 187661.696 | 19.95 | 20.05 | 19.95 | 20.05 | 0.25 | 900 | 0.13518 | 1299.7323 | 0.043924
2017-02-04 21:30 | 4213 | 141.5 | 20.0006 | -3.5 | 1436.5853 | 0 | 1264143.4163 | 1215575.4829 | 1022218.5607 | 0 | 193356.9222 | 19.95 | 20.05 | 19.95 | 20.05 | 0.25 | 900 | 0.13759 | 1350.6394 | 0.04646
2017-02-04 21:45 | 4214 | 141.75 | 20.002 | -3.75 | 1505.6245 | 0 | 1264143.4163 | 1260341.1875 | 1061331.7118 | 0 | 199009.4757 | 19.95 | 20.05 | 19.95 | 20.05 | 0.25 | 900 | 0.14001 | 1400.3791 | 0.049018
2017-02-04 22:00 | 4215 | 142 | 20.0053 | -4 | 1572.4631 | 0 | 1264143.4163 | 1303759.8648 | 1099175.2841 | 0 | 204584.5807 | 19.95 | 20.05 | 19.95 | 20.05 | 0.25 | 900 | 0.14243 | 1448.6221 | 0.051582
2017-02-04 22:15 | 4216 | 142.25 | 20.0134 | -4 | 1673.4223 | 0 | 1264143.4163 | 1346158.4405 | 1136042.3207 | 0 | 210116.1198 | 19.95 | 20.05 | 19.95 | 20.05 | 0.25 | 900 | 0.14157 | 1495.7316 | 0.052938
2017-02-04 22:30 | 4217 | 142.5 | 20.0156 | -4 | 1714.9341 | 0 | 1009469.0009 | 1391800.5973 | 1175423.1284 | 0 | 216377.4689 | 19.95 | 20.05 | 19.95 | 20.05 | 0.25 | 900 | 0.14071 | 1546.4451 | 0.0544
2017-02-04 22:45 | 4218 | 142.75 | 20.0171 | -4 | 1756.2958 | 0 | 1009469.0009 | 1400371.1228 | 1181824.1816 | 0 | 218546.9412 | 19.95 | 20.05 | 19.95 | 20.05 | 0.25 | 900 | 0.13985 | 1555.9679 | 0.054401
2017-02-04 23:00 | 4219 | 143 | 20.0164 | -4 | 1787.3866 | 0 | 1009469.0009 | 1408002.2578 | 1187346.1195 | 0 | 220656.1383 | 19.95 | 20.05 | 19.95 | 20.05 | 0.25 | 900 | 0.13899 | 1564.447 | 0.054361
2017-02-04 23:15 | 4220 | 143.25 | 20.0183 | -4 | 1872.2742 | 0 | 1009469.0009 | 1409064.855 | 1187013.7635 | 0 | 222051.0915 | 19.95 | 20.05 | 19.95 | 20.05 | 0.25 | 900 | 0.13705 | 1565.6276 | 0.053641
2017-02-04 23:30 | 4221 | 143.5 | 20.0193 | -4 | 1914.273 | 0 | 787730.259 | 1453540.8878 | 1226333.7171 | 0 | 227207.1708 | 19.95 | 20.05 | 19.95 | 20.05 | 0.25 | 900 | 0.13511 | 1615.0454 | 0.05455
2017-02-04 23:45 | 4223.5 | 143.8438 | 19.2141 | -4 | 1485.3741 | 852.5323 | 787730.259 | 1489770.7841 | 1258363.5036 | 0 | 231407.2805 | 19.1463 | 19.2463 | 19.1463 | 19.2463 | 0.0625 | 225 | 0.13316 | 1655.3009 | 0.013773
2017-02-05 | 4226 | 144 | 18.8934 | -4 | 1143.1684 | 0 | 787730.259 | 1494664.9569 | 1262690.298 | 0 | 231974.6589 | 18.8785 | 18.9785 | 18.8785 | 18.9785 | 0.25 | 900 | 0.13316 | 1660.7388 | 0.055287

## Details_2025-03-01
datetime | Unnamed: 0 | sim_time | Zone Air Temperature,LIVING_UNIT1 | Site Outdoor Air Drybulb Temperature,ENVIRONMENT | Zone Air System Sensible Heating Rate,LIVING_UNIT1 | Zone Air System Sensible Cooling Rate,LIVING_UNIT1 | Electricity:Building | Electricity:HVAC | Heating:Electricity | Cooling:Electricity | Fans:Electricity | Zone Thermostat Heating Setpoint Temperature,LIVING_UNIT1 | Zone Thermostat Cooling Setpoint Temperature,LIVING_UNIT1 | Zone Temperature Control,Heating Setpoint,LIVING_UNIT1 | Zone Temperature Control,Cooling Setpoint,LIVING_UNIT1 | dt_hours | dt_seconds | current_price | P_total_W | step_cost_real
2017-03-01 | 5960 | 120 | 20.4722 | 6.9 | 0 | 63.5007 | 787730.259 | 270000 | 0 | 0 | 0 | 20.401 | 20.501 | 20.401 | 20.501 | 0.25 | 900 | 0.12556 | 0 | 0
2017-03-01 00:15 | 5961 | 120.25 | 20.2144 | 6.975 | 0 | 292.6569 | 787730.259 | 270000 | 180000 | 0 | 90000 | 20.1043 | 20.2043 | 20.1043 | 20.2043 | 0.25 | 900 | 0.1239 | 300 | 0.0092927
2017-03-01 00:30 | 5962 | 120.5 | 20.0596 | 7.05 | 0 | 117.4912 | 613262.9701 | 326497.4005 | 169061.7664 | 55718.4869 | 101717.1473 | 19.95 | 20.05 | 19.95 | 20.05 | 0.25 | 900 | 0.12225 | 362.7749 | 0.011087
2017-03-01 00:45 | 5963.5 | 120.8125 | 20.0016 | 7.1625 | 0 | 59.6324 | 613262.9701 | 277199.4605 | 178602.915 | 7099.9738 | 91496.5717 | 19.95 | 20.05 | 19.95 | 20.05 | 0.125 | 450 | 0.12059 | 307.9994 | 0.0046506
2017-03-01 01:00 | 5965.5 | 121.0625 | 19.9596 | 7.2 | 3.1699 | 29.6912 | 613262.9701 | 270000 | 180000 | 0 | 90000 | 19.95 | 20.05 | 19.95 | 20.05 | 0.125 | 450 | 0.11893 | 300 | 0.0044599
2017-03-01 01:15 | 5967.5 | 121.3125 | 19.9514 | 7.2 | 54.7845 | 0 | 587800.1859 | 282701.9109 | 191130.4115 | 0 | 91571.4994 | 19.95 | 20.05 | 19.95 | 20.05 | 0.125 | 450 | 0.11828 | 314.1132 | 0.0046304
2017-03-01 01:30 | 5969.5 | 121.5625 | 19.9518 | 7.2 | 97.6774 | 0 | 562337.4017 | 303127.6553 | 209029.0522 | 0 | 94098.603 | 19.95 | 20.05 | 19.95 | 20.05 | 0.125 | 450 | 0.11764 | 336.8085 | 0.0049441
2017-03-01 01:45 | 5971 | 121.75 | 19.9521 | 7.2 | 117.9616 | 0 | 562337.4017 | 310851.4888 | 215797.2815 | 0 | 95054.2073 | 19.95 | 20.05 | 19.95 | 20.05 | 0.25 | 900 | 0.11699 | 345.3905 | 0.010102
2017-03-01 02:00 | 5972 | 122 | 19.9458 | 7.2 | 156.537 | 0 | 562337.4017 | 324980.5096 | 228178.2387 | 0 | 96802.2709 | 19.95 | 20.05 | 19.95 | 20.05 | 0.25 | 900 | 0.11634 | 361.0895 | 0.010502
2017-03-01 02:15 | 5973 | 122.25 | 19.9528 | 7.175 | 223.6315 | 0 | 562337.4017 | 336317.853 | 238112.909 | 0 | 98204.9439 | 19.95 | 20.05 | 19.95 | 20.05 | 0.25 | 900 | 0.11437 | 373.6865 | 0.010684
2017-03-01 02:30 | 5974 | 122.5 | 19.9535 | 7.15 | 255.5939 | 0 | 545753.3182 | 356974.3223 | 256210.2571 | 0 | 100764.0653 | 19.95 | 20.05 | 19.95 | 20.05 | 0.25 | 900 | 0.11239 | 396.6381 | 0.011145
2017-03-01 02:45 | 5975 | 122.75 | 19.9544 | 7.125 | 309.9053 | 0 | 545753.3182 | 366661.42 | 264694.6072 | 0 | 101966.8128 | 19.95 | 20.05 | 19.95 | 20.05 | 0.25 | 900 | 0.11042 | 407.4016 | 0.011247
2017-03-01 03:00 | 5976 | 123 | 19.9551 | 7.1 | 351.8931 | 0 | 545753.3182 | 383197.0719 | 279178.6049 | 0 | 104018.4671 | 19.95 | 20.05 | 19.95 | 20.05 | 0.25 | 900 | 0.10845 | 425.7745 | 0.011544
2017-03-01 03:15 | 5977 | 123.25 | 19.9581 | 7.075 | 393.6649 | 0 | 545753.3182 | 395976.7393 | 290370.5938 | 0 | 105606.1454 | 19.95 | 20.05 | 19.95 | 20.05 | 0.25 | 900 | 0.10811 | 439.9742 | 0.011891
2017-03-01 03:30 | 5978 | 123.5 | 19.9587 | 7.05 | 422.9679 | 0 | 533363.667 | 408719.0571 | 301528.8418 | 0 | 107190.2153 | 19.95 | 20.05 | 19.95 | 20.05 | 0.25 | 900 | 0.10776 | 454.1323 | 0.012235
2017-03-01 03:45 | 5979 | 123.75 | 19.9591 | 7.025 | 455.3473 | 0 | 533363.667 | 417622.5195 | 309323.0859 | 0 | 108299.4336 | 19.95 | 20.05 | 19.95 | 20.05 | 0.25 | 900 | 0.10742 | 464.025 | 0.012462
2017-03-01 04:00 | 5980 | 124 | 19.9596 | 7 | 482.3678 | 0 | 533363.667 | 427482.2196 | 317954.283 | 0 | 109527.9366 | 19.95 | 20.05 | 19.95 | 20.05 | 0.25 | 900 | 0.10708 | 474.9802 | 0.012715
2017-03-01 04:15 | 5981 | 124.25 | 19.9596 | 7 | 495.471 | 0 | 533363.667 | 435734.8456 | 325176.9622 | 0 | 110557.8834 | 19.95 | 20.05 | 19.95 | 20.05 | 0.25 | 900 | 0.10788 | 484.1498 | 0.013057
2017-03-01 04:30 | 5982 | 124.5 | 19.9602 | 7 | 515.2262 | 0 | 566989.6412 | 439660.17 | 328615.3863 | 0 | 111044.7838 | 19.95 | 20.05 | 19.95 | 20.05 | 0.25 | 900 | 0.10867 | 488.5113 | 0.013272
2017-03-01 04:45 | 5983 | 124.75 | 19.9608 | 7 | 531.6694 | 0 | 566989.6412 | 445597.9404 | 333816.6308 | 0 | 111781.3096 | 19.95 | 20.05 | 19.95 | 20.05 | 0.25 | 900 | 0.10947 | 495.1088 | 0.01355
2017-03-01 05:00 | 5984 | 125 | 19.9614 | 7 | 546.3836 | 0 | 566989.6412 | 450530.9567 | 338137.7519 | 0 | 112393.2049 | 19.95 | 20.05 | 19.95 | 20.05 | 0.25 | 900 | 0.11027 | 500.59 | 0.0138
2017-03-01 05:15 | 5985 | 125.25 | 19.9616 | 6.975 | 525.9426 | 0 | 566989.6412 | 454949.0354 | 342007.8085 | 0 | 112941.2269 | 19.95 | 20.05 | 19.95 | 20.05 | 0.25 | 900 | 0.11171 | 505.4989 | 0.014117
2017-03-01 05:30 | 5986 | 125.5 | 19.9602 | 6.95 | 526.4493 | 0 | 696064.4026 | 448991.8281 | 336782.3957 | 0 | 112209.4324 | 19.95 | 20.05 | 19.95 | 20.05 | 0.25 | 900 | 0.11314 | 498.8798 | 0.014111
2017-03-01 05:45 | 5987 | 125.75 | 19.9589 | 6.925 | 535.1243 | 0 | 696064.4026 | 449277.6812 | 337025.6267 | 0 | 112252.0545 | 19.95 | 20.05 | 19.95 | 20.05 | 0.25 | 900 | 0.11458 | 499.1974 | 0.0143
2017-03-01 06:00 | 5992.5 | 126.1125 | 22.4078 | 6.9 | 4068.9375 | 0 | 696064.4026 | 454895.8023 | 341932.3963 | 0 | 112963.406 | 22.8719 | 22.9719 | 22.8719 | 22.9719 | 0.025 | 90 | 0.11602 | 505.4398 | 0.0014657
2017-03-01 06:15 | 5998 | 126.25 | 23.2037 | 6.9 | 2499.0123 | 0 | 696064.4026 | 455212.9665 | 342209.4424 | 0 | 113003.5242 | 23.1966 | 23.2966 | 23.1966 | 23.2966 | 0.25 | 900 | 0.12021 | 505.7922 | 0.0152
2017-03-01 06:30 | 5999.5 | 126.5625 | 22.6725 | 6.9 | 1366.0435 | 0 | 832563.7912 | 1391623.3016 | 1214434.2874 | 0 | 177189.0142 | 22.6385 | 22.7385 | 22.6385 | 22.7385 | 0.125 | 450 | 0.12439 | 1546.2481 | 0.024867
2017-03-01 06:45 | 6001.5 | 126.8125 | 22.3196 | 6.9 | 1857.8404 | 0 | 832563.7912 | 798823.5102 | 643143.4197 | 0 | 155680.0904 | 22.2947 | 22.3947 | 22.2947 | 22.3947 | 0.125 | 450 | 0.12857 | 887.5817 | 0.014118
2017-03-01 07:00 | 6003.5 | 127.0625 | 21.98 | 6.9 | 1375.5765 | 0 | 832563.7912 | 836929.5006 | 676516.631 | 0 | 160412.8696 | 21.9613 | 22.0613 | 21.9613 | 22.0613 | 0.125 | 450 | 0.13276 | 929.9217 | 0.015537
2017-03-01 07:15 | 6005.5 | 127.3125 | 21.6458 | 6.9 | 1020.9633 | 0 | 874859.9451 | 697484.7271 | 554390.9539 | 0 | 143093.7733 | 21.6316 | 21.7316 | 21.6316 | 21.7316 | 0.125 | 450 | 0.13327 | 774.983 | 0.012977
2017-03-01 07:30 | 6007.5 | 127.5625 | 21.3403 | 6.9 | 797.0503 | 32.8883 | 917156.0991 | 596275.4199 | 465751.8829 | 0 | 130523.537 | 21.3026 | 21.4026 | 21.3026 | 21.4026 | 0.125 | 450 | 0.13378 | 662.5282 | 0.011137
2017-03-01 07:45 | 6009.5 | 127.8125 | 21.0338 | 6.9 | 519.133 | 50.5288 | 917156.0991 | 493362.2683 | 375620.5857 | 0 | 117741.6826 | 20.9749 | 21.0749 | 20.9749 | 21.0749 | 0.125 | 450 | 0.13428 | 548.1803 | 0.0092711
2017-03-01 08:00 | 6011.5 | 128.0625 | 20.7059 | 6.9125 | 270.1478 | 30.261 | 917156.0991 | 402140.1865 | 293331.7664 | 2214.7283 | 106593.6918 | 20.6522 | 20.7522 | 20.6522 | 20.7522 | 0.125 | 450 | 0.13479 | 446.8224 | 0.0075722
2017-03-01 08:15 | 6013.5 | 128.3125 | 20.3982 | 6.9375 | 230.596 | 92.4657 | 859658.2092 | 358589.7664 | 255191.9245 | 2214.7283 | 101183.1136 | 20.3421 | 20.4421 | 20.3421 | 20.4421 | 0.125 | 450 | 0.1339 | 398.4331 | 0.0066791
2017-03-01 08:30 | 6015 | 128.5 | 20.1959 | 6.95 | 238.5525 | 0 | 802160.3193 | 350148.9718 | 250197.6351 | 0 | 99951.3367 | 20.1914 | 20.2914 | 20.1914 | 20.2914 | 0.25 | 900 | 0.13301 | 389.0544 | 0.012937
2017-03-01 08:45 | 6016 | 128.75 | 19.9906 | 6.975 | 0 | 56.7451 | 802160.3193 | 331514.0674 | 217240.6675 | 15357.5909 | 98915.809 | 19.95 | 20.05 | 19.95 | 20.05 | 0.25 | 900 | 0.13211 | 368.349 | 0.012166
2017-03-01 09:00 | 6017 | 129 | 19.9544 | 7 | 130.0843 | 0 | 802160.3193 | 270000 | 180000 | 0 | 90000 | 19.95 | 20.05 | 19.95 | 20.05 | 0.25 | 900 | 0.13122 | 300 | 0.0098415
2017-03-01 09:15 | 6018 | 129.25 | 19.9576 | 7.2 | 52.7487 | 0 | 802160.3193 | 328664.3847 | 231387.6073 | 0 | 97276.7774 | 19.95 | 20.05 | 19.95 | 20.05 | 0.25 | 900 | 0.12744 | 365.1826 | 0.011635
2017-03-01 09:30 | 6019 | 129.5 | 19.9572 | 7.4 | 22.7408 | 0 | 755520.0357 | 304676.6345 | 210386.3894 | 0 | 94290.2451 | 19.95 | 20.05 | 19.95 | 20.05 | 0.25 | 900 | 0.12366 | 338.5296 | 0.010466
2017-03-01 09:45 | 6020 | 129.75 | 19.9295 | 7.6 | 0 | 55.4202 | 755520.0357 | 294793.3001 | 201733.7554 | 0 | 93059.5447 | 19.95 | 20.05 | 19.95 | 20.05 | 0.25 | 900 | 0.11988 | 327.5481 | 0.0098166
2017-03-01 10:00 | 6021 | 130 | 19.9038 | 7.8 | 0 | 53.5263 | 755520.0357 | 270000 | 180000 | 0 | 90000 | 19.95 | 20.05 | 19.95 | 20.05 | 0.25 | 900 | 0.1161 | 300 | 0.0087075
2017-03-01 10:15 | 6022 | 130.25 | 19.9671 | 7.75 | 41.9092 | 0 | 755520.0357 | 285681.0442 | 193755.9901 | 0 | 91925.0542 | 19.95 | 20.05 | 19.95 | 20.05 | 0.25 | 900 | 0.11291 | 317.4234 | 0.0089597
2017-03-01 10:30 | 6023 | 130.5 | 19.9937 | 7.7 | 0 | 56.4958 | 771370.9002 | 300107.3469 | 206408.8701 | 0 | 93698.4768 | 19.95 | 20.05 | 19.95 | 20.05 | 0.25 | 900 | 0.10971 | 333.4526 | 0.0091458
2017-03-01 10:45 | 6024 | 130.75 | 19.9874 | 7.65 | 0 | 56.0145 | 771370.9002 | 270000 | 180000 | 0 | 90000 | 19.95 | 20.05 | 19.95 | 20.05 | 0.25 | 900 | 0.10651 | 300 | 0.0079886
2017-03-01 11:00 | 6025.5 | 131.0625 | 19.974 | 7.8125 | 0 | 54.4792 | 771370.9002 | 270000 | 180000 | 0 | 90000 | 19.95 | 20.05 | 19.95 | 20.05 | 0.125 | 450 | 0.10332 | 300 | 0.0038745
2017-03-01 11:15 | 6027.5 | 131.3125 | 19.9811 | 8.2375 | 0 | 51.2144 | 778056.2848 | 270000 | 180000 | 0 | 90000 | 19.95 | 20.05 | 19.95 | 20.05 | 0.125 | 450 | 0.10165 | 300 | 0.003812
2017-03-01 11:30 | 6029.5 | 131.5625 | 19.9958 | 8.6625 | 0 | 47.7342 | 784741.6695 | 270000 | 180000 | 0 | 90000 | 19.95 | 20.05 | 19.95 | 20.05 | 0.125 | 450 | 0.099985 | 300 | 0.0037494
2017-03-01 11:45 | 6031.5 | 131.8125 | 19.998 | 9.0875 | 0 | 43.8664 | 784741.6695 | 270000 | 180000 | 0 | 90000 | 19.95 | 20.05 | 19.95 | 20.05 | 0.125 | 450 | 0.098318 | 300 | 0.0036869
2017-03-01 12:00 | 6033 | 132 | 19.9934 | 9.3 | 0 | 41.9135 | 784741.6695 | 270000 | 180000 | 0 | 90000 | 19.95 | 20.05 | 19.95 | 20.05 | 0.25 | 900 | 0.09665 | 300 | 0.0072487
2017-03-01 12:15 | 6034 | 132.25 | 19.9504 | 9.325 | 0 | 40.2994 | 784741.6695 | 270000 | 180000 | 0 | 90000 | 19.95 | 20.05 | 19.95 | 20.05 | 0.25 | 900 | 0.0945 | 300 | 0.0070875
2017-03-01 12:30 | 6035 | 132.5 | 19.9521 | 9.35 | 100.518 | 0 | 774510.3167 | 270000 | 180000 | 0 | 90000 | 19.95 | 20.05 | 19.95 | 20.05 | 0.25 | 900 | 0.09235 | 300 | 0.0069262
2017-03-01 12:45 | 6036 | 132.75 | 19.9389 | 9.375 | 107.7816 | 0 | 774510.3167 | 311677.1351 | 216663.6026 | 0 | 95013.5325 | 19.95 | 20.05 | 19.95 | 20.05 | 0.25 | 900 | 0.0902 | 346.3079 | 0.0078092
2017-03-01 13:00 | 6037 | 133 | 19.9419 | 9.4 | 223.5882 | 0 | 774510.3167 | 313540.4336 | 218304.481 | 0 | 95235.9526 | 19.95 | 20.05 | 19.95 | 20.05 | 0.25 | 900 | 0.08805 | 348.3783 | 0.0076687
2017-03-01 13:15 | 6038 | 133.25 | 19.9331 | 9.3 | 281.4583 | 0 | 774510.3167 | 347392.6229 | 248088.8418 | 0 | 99303.7811 | 19.95 | 20.05 | 19.95 | 20.05 | 0.25 | 900 | 0.086913 | 385.9918 | 0.0083869
2017-03-01 13:30 | 6039 | 133.5 | 19.934 | 9.2 | 406.1633 | 0 | 761050.4743 | 364434.3824 | 263066.9565 | 0 | 101367.4259 | 19.95 | 20.05 | 19.95 | 20.05 | 0.25 | 900 | 0.085775 | 404.9271 | 0.0086832
2017-03-01 13:45 | 6040 | 133.75 | 19.9351 | 9.1 | 486.1326 | 0 | 761050.4743 | 401151.2489 | 295343.2732 | 0 | 105807.9757 | 19.95 | 20.05 | 19.95 | 20.05 | 0.25 | 900 | 0.084638 | 445.7236 | 0.0094312
2017-03-01 14:00 | 6041 | 134 | 19.936 | 9 | 575.776 | 0 | 761050.4743 | 424786.1429 | 316104.8259 | 0 | 108681.317 | 19.95 | 20.05 | 19.95 | 20.05 | 0.25 | 900 | 0.0835 | 471.9846 | 0.0098527
2017-03-01 14:15 | 6042 | 134.25 | 19.9435 | 8.975 | 656.8475 | 0 | 761050.4743 | 451195.9545 | 339298.421 | 0 | 111897.5335 | 19.95 | 20.05 | 19.95 | 20.05 | 0.25 | 900 | 0.084893 | 501.3288 | 0.01064
2017-03-01 14:30 | 6043 | 134.5 | 19.9444 | 8.95 | 714.8382 | 0 | 765614.8792 | 474850.3369 | 360086.0312 | 0 | 114764.3057 | 19.95 | 20.05 | 19.95 | 20.05 | 0.25 | 900 | 0.086285 | 527.6115 | 0.011381
2017-03-01 14:45 | 6044 | 134.75 | 19.9453 | 8.925 | 789.3045 | 0 | 765614.8792 | 491564.1434 | 374770.5042 | 0 | 116793.6392 | 19.95 | 20.05 | 19.95 | 20.05 | 0.25 | 900 | 0.087677 | 546.1824 | 0.011972
2017-03-01 15:00 | 6045 | 135 | 19.946 | 8.9 | 859.1884 | 0 | 765614.8792 | 513054.0615 | 393651.9961 | 0 | 119402.0655 | 19.95 | 20.05 | 19.95 | 20.05 | 0.25 | 900 | 0.08907 | 570.0601 | 0.012694
2017-03-01 15:15 | 6046 | 135.25 | 19.971 | 9 | 902.7242 | 0 | 765614.8792 | 533192.8502 | 411344.147 | 0 | 121848.7032 | 19.95 | 20.05 | 19.95 | 20.05 | 0.25 | 900 | 0.093408 | 592.4365 | 0.013835
2017-03-01 15:30 | 6047 | 135.5 | 19.9713 | 9.1 | 872.8914 | 0 | 833027.0814 | 545381.2116 | 422101.3886 | 0 | 123279.823 | 19.95 | 20.05 | 19.95 | 20.05 | 0.25 | 900 | 0.097745 | 605.9791 | 0.014808
2017-03-01 15:45 | 6048 | 135.75 | 19.9719 | 9.2 | 911.4581 | 0 | 833027.0814 | 535649.7349 | 413588.164 | 0 | 122061.571 | 19.95 | 20.05 | 19.95 | 20.05 | 0.25 | 900 | 0.10208 | 595.1664 | 0.015189
2017-03-01 16:00 | 6049 | 136 | 19.9722 | 9.3 | 921.05 | 0 | 833027.0814 | 545737.9659 | 422502.6052 | 0 | 123235.3607 | 19.95 | 20.05 | 19.95 | 20.05 | 0.25 | 900 | 0.10642 | 606.3755 | 0.016133
2017-03-01 16:15 | 6050 | 136.25 | 19.9819 | 9.275 | 874.6257 | 0 | 833027.0814 | 547611.3708 | 424194.234 | 0 | 123417.1369 | 19.95 | 20.05 | 19.95 | 20.05 | 0.25 | 900 | 0.11196 | 608.4571 | 0.017031
2017-03-01 16:30 | 6051 | 136.5 | 19.9826 | 9.25 | 836.8025 | 0 | 1054199.8844 | 534821.5153 | 412933.4452 | 0 | 121888.0701 | 19.95 | 20.05 | 19.95 | 20.05 | 0.25 | 900 | 0.11751 | 594.2461 | 0.017457
2017-03-01 16:45 | 6052 | 136.75 | 19.9821 | 9.225 | 757.7042 | 0 | 1054199.8844 | 524131.6861 | 403520.7397 | 0 | 120610.9463 | 19.95 | 20.05 | 19.95 | 20.05 | 0.25 | 900 | 0.12305 | 582.3685 | 0.017916
2017-03-01 17:00 | 6053 | 137 | 19.9823 | 9.2 | 721.1906 | 0 | 1054199.8844 | 501872.8514 | 383933.8555 | 0 | 117938.9959 | 19.95 | 20.05 | 19.95 | 20.05 | 0.25 | 900 | 0.1286 | 557.6365 | 0.017928
2017-03-01 17:15 | 6054 | 137.25 | 19.9451 | 9.025 | 589.4644 | 0 | 1054199.8844 | 491642.8138 | 374927.672 | 0 | 116715.1418 | 19.95 | 20.05 | 19.95 | 20.05 | 0.25 | 900 | 0.13063 | 546.2698 | 0.017839
2017-03-01 17:30 | 6055 | 137.5 | 19.944 | 8.85 | 685.4341 | 0 | 1330183.6065 | 454328.148 | 342059.4119 | 0 | 112268.7361 | 19.95 | 20.05 | 19.95 | 20.05 | 0.25 | 900 | 0.13265 | 504.8091 | 0.016741
2017-03-01 17:45 | 6056 | 137.75 | 19.9439 | 8.675 | 689.9781 | 0 | 1330183.6065 | 483544.0117 | 367686.2806 | 0 | 115857.731 | 19.95 | 20.05 | 19.95 | 20.05 | 0.25 | 900 | 0.13468 | 537.2711 | 0.01809
2017-03-01 18:00 | 6057 | 138 | 19.944 | 8.5 | 738.0719 | 0 | 1330183.6065 | 486071.6881 | 369847.6935 | 0 | 116223.9946 | 19.95 | 20.05 | 19.95 | 20.05 | 0.25 | 900 | 0.13671 | 540.0797 | 0.018459
2017-03-01 18:15 | 6058 | 138.25 | 19.9226 | 8.4 | 666.8641 | 0 | 1330183.6065 | 501162.1666 | 383042.2265 | 0 | 118119.9401 | 19.95 | 20.05 | 19.95 | 20.05 | 0.25 | 900 | 0.13709 | 556.8469 | 0.019085
2017-03-01 18:30 | 6059 | 138.5 | 19.9217 | 8.3 | 782.0487 | 0 | 1419081.7863 | 480979.3693 | 365280.9453 | 0 | 115698.424 | 19.95 | 20.05 | 19.95 | 20.05 | 0.25 | 900 | 0.13748 | 534.4215 | 0.018368
2017-03-01 18:45 | 6060 | 138.75 | 19.9238 | 8.2 | 885.6503 | 0 | 1419081.7863 | 515410.41 | 395478.9546 | 0 | 119931.4554 | 19.95 | 20.05 | 19.95 | 20.05 | 0.25 | 900 | 0.13786 | 572.6782 | 0.019738
2017-03-01 19:00 | 6061 | 139 | 19.9264 | 8.1 | 977.4332 | 0 | 1419081.7863 | 546162.4908 | 422436.2948 | 0 | 123726.196 | 19.95 | 20.05 | 19.95 | 20.05 | 0.25 | 900 | 0.13825 | 606.8472 | 0.020974
2017-03-01 19:15 | 6062 | 139.25 | 19.9398 | 7.975 | 1011.9792 | 0 | 1419081.7863 | 573451.097 | 446343.8592 | 0 | 127107.2378 | 19.95 | 20.05 | 19.95 | 20.05 | 0.25 | 900 | 0.13658 | 637.1679 | 0.021756
2017-03-01 19:30 | 6063 | 139.5 | 19.9405 | 7.85 | 1044.7182 | 0 | 1392175.501 | 584829.0438 | 456267.6323 | 0 | 128561.4115 | 19.95 | 20.05 | 19.95 | 20.05 | 0.25 | 900 | 0.1349 | 649.81 | 0.021916
2017-03-01 19:45 | 6064 | 139.75 | 19.9408 | 7.725 | 1111.7746 | 0 | 1392175.501 | 595150.9268 | 465260.3459 | 0 | 129890.581 | 19.95 | 20.05 | 19.95 | 20.05 | 0.25 | 900 | 0.13323 | 661.2788 | 0.022026
2017-03-01 20:00 | 6065 | 140 | 19.9407 | 7.6 | 1167.7423 | 0 | 1392175.501 | 615613.3114 | 483143.3347 | 0 | 132469.9767 | 19.95 | 20.05 | 19.95 | 20.05 | 0.25 | 900 | 0.13156 | 684.0148 | 0.022497
2017-03-01 20:15 | 6066 | 140.25 | 19.938 | 7.6 | 1226.0226 | 0 | 1392175.501 | 632922.2961 | 498252.8753 | 0 | 134669.4208 | 19.95 | 20.05 | 19.95 | 20.05 | 0.25 | 900 | 0.12961 | 703.247 | 0.022787
2017-03-01 20:30 | 6067 | 140.5 | 19.9382 | 7.6 | 1298.704 | 0 | 1377595.0107 | 649737.5603 | 512998.473 | 0 | 136739.0873 | 19.95 | 20.05 | 19.95 | 20.05 | 0.25 | 900 | 0.12766 | 721.9306 | 0.02304
2017-03-01 20:45 | 6068 | 140.75 | 19.9385 | 7.6 | 1365.8697 | 0 | 1377595.0107 | 670637.2959 | 531325.8147 | 0 | 139311.4812 | 19.95 | 20.05 | 19.95 | 20.05 | 0.25 | 900 | 0.12571 | 745.1526 | 0.023418
2017-03-01 21:00 | 6069 | 141 | 19.9388 | 7.6 | 1437.1016 | 0 | 1377595.0107 | 689812.9554 | 548141.2841 | 0 | 141671.6713 | 19.95 | 20.05 | 19.95 | 20.05 | 0.25 | 900 | 0.12376 | 766.4588 | 0.023714
2017-03-01 21:15 | 6070 | 141.25 | 19.9676 | 7.625 | 1485.1988 | 0 | 1377595.0107 | 710053.8364 | 565890.8648 | 0 | 144162.9716 | 19.95 | 20.05 | 19.95 | 20.05 | 0.25 | 900 | 0.12309 | 788.9487 | 0.024279
2017-03-01 21:30 | 6071 | 141.5 | 19.969 | 7.65 | 1441.2278 | 0 | 1264143.4163 | 724316.2445 | 578415.9617 | 0 | 145900.2828 | 19.95 | 20.05 | 19.95 | 20.05 | 0.25 | 900 | 0.12243 | 804.7958 | 0.024633
2017-03-01 21:45 | 6072 | 141.75 | 19.9691 | 7.675 | 1466.5313 | 0 | 1264143.4163 | 710847.0466 | 566621.655 | 0 | 144225.3916 | 19.95 | 20.05 | 19.95 | 20.05 | 0.25 | 900 | 0.12176 | 789.8301 | 0.024043
2017-03-01 22:00 | 6073 | 142 | 19.9694 | 7.7 | 1499.3751 | 0 | 1264143.4163 | 717672.3778 | 572625.3294 | 0 | 145047.0484 | 19.95 | 20.05 | 19.95 | 20.05 | 0.25 | 900 | 0.1211 | 797.4138 | 0.024142
2017-03-01 22:15 | 6074 | 142.25 | 19.9765 | 7.875 | 1514.3361 | 0 | 1264143.4163 | 726643.5375 | 580511.6058 | 0 | 146131.9317 | 19.95 | 20.05 | 19.95 | 20.05 | 0.25 | 900 | 0.1208 | 807.3817 | 0.024384
2017-03-01 22:30 | 6075 | 142.5 | 19.9764 | 8.05 | 1494.8512 | 0 | 1009469.0009 | 729280.8768 | 582953.1321 | 0 | 146327.7447 | 19.95 | 20.05 | 19.95 | 20.05 | 0.25 | 900 | 0.12051 | 810.3121 | 0.024413
2017-03-01 22:45 | 6076 | 142.75 | 19.9763 | 8.225 | 1488.1791 | 0 | 1009469.0009 | 721664.0504 | 576396.6749 | 0 | 145267.3755 | 19.95 | 20.05 | 19.95 | 20.05 | 0.25 | 900 | 0.12022 | 801.8489 | 0.024099
2017-03-01 23:00 | 6077 | 143 | 19.9761 | 8.4 | 1470.7007 | 0 | 1009469.0009 | 717844.6398 | 573169.7209 | 0 | 144674.919 | 19.95 | 20.05 | 19.95 | 20.05 | 0.25 | 900 | 0.11992 | 797.6052 | 0.023912
2017-03-01 23:15 | 6078 | 143.25 | 19.9628 | 8.55 | 1509.7285 | 0 | 1009469.0009 | 711050.8634 | 567328.4918 | 0 | 143722.3716 | 19.95 | 20.05 | 19.95 | 20.05 | 0.25 | 900 | 0.12094 | 790.0565 | 0.023887
2017-03-01 23:30 | 6079 | 143.5 | 19.9625 | 8.7 | 1599.7898 | 0 | 787730.259 | 719844.9176 | 575158.9579 | 0 | 144685.9597 | 19.95 | 20.05 | 19.95 | 20.05 | 0.25 | 900 | 0.12196 | 799.8277 | 0.024387
2017-03-01 23:45 | 6080 | 143.75 | 19.9627 | 8.85 | 1620.75 | 0 | 787730.259 | 743431.4566 | 595991.3018 | 0 | 147440.1548 | 19.95 | 20.05 | 19.95 | 20.05 | 0.25 | 900 | 0.12298 | 826.035 | 0.025396
2017-03-02 | 6081 | 144 | 19.8651 | 9 | 1467.6682 | 0 | 787730.259 | 747544.258 | 599719.1245 | 0 | 147825.1335 | 19.8479 | 19.9479 | 19.8479 | 19.9479 | 0.25 | 900 | 0.12298 | 830.6047 | 0.025537

## Details_2025-04-24
datetime | Unnamed: 0 | sim_time | Zone Air Temperature,LIVING_UNIT1 | Site Outdoor Air Drybulb Temperature,ENVIRONMENT | Zone Air System Sensible Heating Rate,LIVING_UNIT1 | Zone Air System Sensible Cooling Rate,LIVING_UNIT1 | Electricity:Building | Electricity:HVAC | Heating:Electricity | Cooling:Electricity | Fans:Electricity | Zone Thermostat Heating Setpoint Temperature,LIVING_UNIT1 | Zone Thermostat Cooling Setpoint Temperature,LIVING_UNIT1 | Zone Temperature Control,Heating Setpoint,LIVING_UNIT1 | Zone Temperature Control,Cooling Setpoint,LIVING_UNIT1 | dt_hours | dt_seconds | current_price | P_total_W | step_cost_real
2017-04-24 | 8910 | 120 | 22.3069 | 10.2 | 0 | 51.4859 | 787730.259 | 99710.3571 | 0 | 0 | 0 | 22.2511 | 22.3511 | 22.2511 | 22.3511 | 0.25 | 900 | 0.09123 | 0 | 0
2017-04-24 00:15 | 8911 | 120.25 | 22.1777 | 10.075 | 0 | 50.9676 | 787730.259 | 99710.3571 | 0 | 0 | 99710.3571 | 22.1682 | 22.2682 | 22.1682 | 22.2682 | 0.25 | 900 | 0.09002 | 110.7893 | 0.0024933
2017-04-24 00:30 | 8912 | 120.5 | 22.0805 | 9.95 | 24.0273 | 0 | 613262.9701 | 99710.3571 | 0 | 0 | 99710.3571 | 22.0769 | 22.1769 | 22.0769 | 22.1769 | 0.25 | 900 | 0.08881 | 110.7893 | 0.0024598
2017-04-24 00:45 | 8913 | 120.75 | 21.9278 | 9.825 | 0 | 50.3719 | 613262.9701 | 292163.4816 | 199518.3392 | 0 | 92645.1424 | 21.977 | 22.077 | 21.977 | 22.077 | 0.25 | 900 | 0.0876 | 324.6261 | 0.0071093
2017-04-24 01:00 | 8914 | 121 | 21.8871 | 9.7 | 140.6472 | 0 | 613262.9701 | 285092.1372 | 193287.9663 | 0 | 91804.1709 | 21.8682 | 21.9682 | 21.8682 | 21.9682 | 0.25 | 900 | 0.08639 | 316.769 | 0.0068414
2017-04-24 01:15 | 8915 | 121.25 | 21.7592 | 9.675 | 0 | 50.864 | 613262.9701 | 326932.0301 | 230114.9345 | 0 | 96817.0955 | 21.7503 | 21.8503 | 21.7503 | 21.8503 | 0.25 | 900 | 0.085822 | 363.2578 | 0.0077939
2017-04-24 01:30 | 8916 | 121.5 | 21.6351 | 9.65 | 32.9439 | 0 | 562337.4017 | 270000 | 180000 | 0 | 90000 | 21.6306 | 21.7306 | 21.6306 | 21.7306 | 0.25 | 900 | 0.085255 | 300 | 0.0063941
2017-04-24 01:45 | 8917 | 121.75 | 21.4626 | 9.625 | 0 | 47.5915 | 562337.4017 | 294279.3739 | 201370.2215 | 0 | 92909.1524 | 21.509 | 21.609 | 21.509 | 21.609 | 0.25 | 900 | 0.084687 | 326.9771 | 0.0069227
2017-04-24 02:00 | 8918 | 122 | 21.4078 | 9.6 | 102.7736 | 0 | 562337.4017 | 285145.2107 | 193329.9147 | 0 | 91815.296 | 21.3857 | 21.4857 | 21.3857 | 21.4857 | 0.25 | 900 | 0.08412 | 316.828 | 0.0066629
2017-04-24 02:15 | 8919 | 122.25 | 21.2973 | 9.525 | 0 | 48.6382 | 562337.4017 | 314843.5329 | 219466.8421 | 0 | 95376.6909 | 21.2607 | 21.3607 | 21.2607 | 21.3607 | 0.25 | 900 | 0.084127 | 349.8261 | 0.0073575
2017-04-24 02:30 | 8920 | 122.5 | 21.1442 | 9.45 | 0 | 46.866 | 545753.3182 | 270000 | 180000 | 0 | 90000 | 21.1309 | 21.2309 | 21.1309 | 21.2309 | 0.25 | 900 | 0.084135 | 300 | 0.0063101
2017-04-24 02:45 | 8921 | 122.75 | 20.9915 | 9.375 | 0 | 46.211 | 545753.3182 | 270000 | 180000 | 0 | 90000 | 20.9968 | 21.0968 | 20.9968 | 21.0968 | 0.25 | 900 | 0.084143 | 300 | 0.0063107
2017-04-24 03:00 | 8922 | 123 | 20.858 | 9.3 | 0 | 46.2007 | 545753.3182 | 270000 | 180000 | 0 | 90000 | 20.8595 | 20.9595 | 20.8595 | 20.9595 | 0.25 | 900 | 0.08415 | 300 | 0.0063112
2017-04-24 03:15 | 8923 | 123.25 | 20.7438 | 9.25 | 0 | 46.1476 | 545753.3182 | 270000 | 180000 | 0 | 90000 | 20.72 | 20.82 | 20.72 | 20.82 | 0.25 | 900 | 0.083113 | 300 | 0.0062334
2017-04-24 03:30 | 8924 | 123.5 | 20.6412 | 9.2 | 0 | 45.9932 | 533363.667 | 270000 | 180000 | 0 | 90000 | 20.582 | 20.682 | 20.582 | 20.682 | 0.25 | 900 | 0.082075 | 300 | 0.0061556
2017-04-24 03:45 | 8925 | 123.75 | 20.5439 | 9.15 | 0 | 45.7211 | 533363.667 | 270000 | 180000 | 0 | 90000 | 20.4469 | 20.5469 | 20.4469 | 20.5469 | 0.25 | 900 | 0.081037 | 300 | 0.0060778
2017-04-24 04:00 | 8926 | 124 | 20.4199 | 9.1 | 0 | 94.5681 | 533363.667 | 270000 | 180000 | 0 | 90000 | 20.3166 | 20.4166 | 20.3166 | 20.4166 | 0.25 | 900 | 0.08 | 300 | 0.006
2017-04-24 04:15 | 8927 | 124.25 | 20.2948 | 9.075 | 0 | 102.7583 | 533363.667 | 283315.5783 | 177477.7411 | 13135.9677 | 92701.8694 | 20.1926 | 20.2926 | 20.1926 | 20.2926 | 0.25 | 900 | 0.081467 | 314.7951 | 0.0064114
2017-04-24 04:30 | 8928 | 124.5 | 20.1805 | 9.05 | 0 | 111.283 | 566989.6412 | 285790.7002 | 177005.8469 | 15577.486 | 93207.3673 | 20.0784 | 20.1784 | 20.0784 | 20.1784 | 0.25 | 900 | 0.082935 | 317.5452 | 0.0065839
2017-04-24 04:45 | 8929 | 124.75 | 20.0768 | 9.025 | 0 | 117.0184 | 566989.6412 | 288245.3268 | 176536.5255 | 17998.6922 | 93710.1092 | 19.9749 | 20.0749 | 19.9749 | 20.0749 | 0.25 | 900 | 0.084403 | 320.2726 | 0.006758
2017-04-24 05:00 | 8930 | 125 | 20.025 | 9 | 0 | 43.7072 | 566989.6412 | 289934.2472 | 176211.7358 | 19664.4842 | 94058.0272 | 19.95 | 20.05 | 19.95 | 20.05 | 0.25 | 900 | 0.08587 | 322.1492 | 0.0069157
2017-04-24 05:15 | 8931 | 125.25 | 20.0125 | 8.975 | 0 | 44.833 | 566989.6412 | 270000 | 180000 | 0 | 90000 | 19.95 | 20.05 | 19.95 | 20.05 | 0.25 | 900 | 0.090295 | 300 | 0.0067721
2017-04-24 05:30 | 8932 | 125.5 | 20.0023 | 8.95 | 0 | 45.0198 | 696064.4026 | 270000 | 180000 | 0 | 90000 | 19.95 | 20.05 | 19.95 | 20.05 | 0.25 | 900 | 0.09472 | 300 | 0.007104
2017-04-24 05:45 | 8933 | 125.75 | 20.0343 | 8.925 | 0 | 46.6039 | 696064.4026 | 270000 | 180000 | 0 | 90000 | 19.95 | 20.05 | 19.95 | 20.05 | 0.25 | 900 | 0.099145 | 300 | 0.0074359
2017-04-24 06:00 | 8934 | 126 | 20.0502 | 8.9 | 0 | 126.3411 | 696064.4026 | 270000 | 180000 | 0 | 90000 | 19.95 | 20.05 | 19.95 | 20.05 | 0.25 | 900 | 0.10357 | 300 | 0.0077677
2017-04-24 06:15 | 8935 | 126.25 | 20.0492 | 8.925 | 0 | 177.3686 | 696064.4026 | 291258.3485 | 175954.6029 | 20970.275 | 94333.4706 | 19.95 | 20.05 | 19.95 | 20.05 | 0.25 | 900 | 0.10632 | 323.6204 | 0.0086016
2017-04-24 06:30 | 8936.5 | 126.5625 | 20.0487 | 8.9625 | 0 | 216.309 | 832563.7912 | 307886.6466 | 172791.3282 | 37373.3158 | 97722.0027 | 19.95 | 20.05 | 19.95 | 20.05 | 0.125 | 450 | 0.10906 | 342.0963 | 0.0046609
2017-04-24 06:45 | 8938.5 | 126.8125 | 20.0508 | 8.9875 | 0 | 274.3441 | 832563.7912 | 316382.8633 | 171173.6571 | 45754.3378 | 99454.8684 | 19.95 | 20.05 | 19.95 | 20.05 | 0.125 | 450 | 0.11181 | 351.5365 | 0.0049075
2017-04-24 07:00 | 8940.5 | 127.0625 | 20.0508 | 9.05 | 0 | 336.283 | 832563.7912 | 329798.9816 | 168618.2721 | 58988.4867 | 102192.2228 | 19.95 | 20.05 | 19.95 | 20.05 | 0.125 | 450 | 0.11456 | 366.4433 | 0.0052392
2017-04-24 07:15 | 8942.5 | 127.3125 | 20.0509 | 9.15 | 0 | 423.7442 | 874859.9451 | 346958.2818 | 165347.5307 | 75914.8767 | 105695.8743 | 19.95 | 20.05 | 19.95 | 20.05 | 0.125 | 450 | 0.11527 | 385.5092 | 0.0055447
2017-04-24 07:30 | 8945 | 127.5833 | 20.0508 | 9.2667 | 0 | 547.4534 | 917156.0991 | 374240.4162 | 160142.0655 | 102826.329 | 111272.0217 | 19.95 | 20.05 | 19.95 | 20.05 | 0.083333 | 300 | 0.11598 | 415.8227 | 0.0040189
2017-04-24 07:45 | 8948 | 127.8333 | 20.0508 | 9.3667 | 0 | 659.6003 | 917156.0991 | 401458.1853 | 154940.2965 | 129673.6791 | 116844.2097 | 19.95 | 20.05 | 19.95 | 20.05 | 0.083333 | 300 | 0.11669 | 446.0647 | 0.0043376
2017-04-24 08:00 | 8951 | 128.0833 | 20.0506 | 9.5667 | 0 | 672.8769 | 917156.0991 | 429770.3163 | 149519.348 | 157599.7835 | 122651.1849 | 19.95 | 20.05 | 19.95 | 20.05 | 0.083333 | 300 | 0.1174 | 477.5226 | 0.0046718
2017-04-24 08:15 | 8953.5 | 128.3125 | 20.0505 | 9.775 | 0 | 675.702 | 859658.2092 | 434715.1807 | 148552.4201 | 162475.7927 | 123686.9678 | 19.95 | 20.05 | 19.95 | 20.05 | 0.125 | 450 | 0.11585 | 483.0169 | 0.0069997
2017-04-24 08:30 | 8956 | 128.5833 | 20.0507 | 10.0667 | 0 | 757.5771 | 802160.3193 | 435219.416 | 148419.3493 | 162970.552 | 123829.5147 | 19.95 | 20.05 | 19.95 | 20.05 | 0.083333 | 300 | 0.1143 | 483.5771 | 0.0046061
2017-04-24 08:45 | 8959 | 128.8333 | 20.0509 | 10.3167 | 0 | 880.6121 | 802160.3193 | 358335.371 | 49305.7861 | 181343.4952 | 127686.0897 | 19.95 | 20.05 | 19.95 | 20.05 | 0.083333 | 300 | 0.11275 | 398.1504 | 0.003741
2017-04-24 09:00 | 8962 | 129.0833 | 20.0607 | 10.7333 | 0 | 949.4745 | 802160.3193 | 343623.644 | 0 | 209936.7154 | 133686.9286 | 19.9599 | 20.0599 | 19.9599 | 20.0599 | 0.083333 | 300 | 0.1112 | 381.804 | 0.0035381
2017-04-24 09:15 | 8964.5 | 129.3125 | 20.0905 | 11.15 | 0 | 950.5078 | 778840.1775 | 361244.2339 | 0 | 224480.2323 | 136764.0016 | 19.99 | 20.09 | 19.99 | 20.09 | 0.125 | 450 | 0.10789 | 401.3825 | 0.005408
2017-04-24 09:30 | 8966.5 | 129.5625 | 20.1558 | 11.65 | 0 | 990.7798 | 755520.0357 | 374748.7138 | 0 | 235616.3952 | 139132.3186 | 20.056 | 20.156 | 20.056 | 20.156 | 0.125 | 450 | 0.10458 | 416.3875 | 0.0054351
2017-04-24 09:45 | 8968.5 | 129.8125 | 20.2508 | 12.15 | 0 | 989.2193 | 755520.0357 | 382723.2228 | 0 | 242192.7007 | 140530.5221 | 20.1515 | 20.2515 | 20.1515 | 20.2515 | 0.125 | 450 | 0.10127 | 425.248 | 0.0053835
2017-04-24 10:00 | 8970.5 | 130.0625 | 20.3727 | 12.575 | 0 | 958.4387 | 755520.0357 | 381444.1296 | 0 | 239114.9915 | 142329.1381 | 20.2738 | 20.3738 | 20.2738 | 20.3738 | 0.125 | 450 | 0.09796 | 423.8268 | 0.0051905
2017-04-24 10:15 | 8972.5 | 130.3125 | 20.5147 | 12.925 | 0 | 920.907 | 763445.4679 | 375867.4598 | 0 | 230488.3769 | 145379.0829 | 20.416 | 20.516 | 20.416 | 20.516 | 0.125 | 450 | 0.09691 | 417.6305 | 0.0050633
2017-04-24 10:30 | 8974.5 | 130.5625 | 20.6716 | 13.275 | 0 | 856.6558 | 771370.9002 | 363132.924 | 0 | 217963.0111 | 145169.9129 | 20.573 | 20.673 | 20.573 | 20.673 | 0.125 | 450 | 0.09586 | 403.481 | 0.0048418
2017-04-24 10:45 | 8976.5 | 130.8125 | 20.8448 | 13.625 | 0 | 766.0762 | 771370.9002 | 344097.3208 | 0 | 202241.9665 | 141855.3543 | 20.7462 | 20.8462 | 20.7462 | 20.8462 | 0.125 | 450 | 0.09481 | 382.3304 | 0.0045408
2017-04-24 11:00 | 8978.5 | 131.0625 | 21.036 | 14.0375 | 0 | 667.9647 | 771370.9002 | 318208.6605 | 0 | 180854.8218 | 137353.8387 | 20.9375 | 21.0375 | 20.9375 | 21.0375 | 0.125 | 450 | 0.09376 | 353.5652 | 0.0041567
2017-04-24 11:15 | 8980.5 | 131.3125 | 21.2522 | 14.5125 | 0 | 553.6802 | 778056.2848 | 290549.5122 | 0 | 158003.3122 | 132546.2 | 21.1536 | 21.2536 | 21.1536 | 21.2536 | 0.125 | 450 | 0.090698 | 322.8328 | 0.0036708
2017-04-24 11:30 | 8982.5 | 131.5625 | 21.4711 | 14.9875 | 0 | 506.4035 | 784741.6695 | 261107.7288 | 0 | 133671.9202 | 127435.8086 | 21.4014 | 21.5014 | 21.4014 | 21.5014 | 0.125 | 450 | 0.087635 | 290.1197 | 0.0031916
2017-04-24 11:45 | 8984.5 | 131.8125 | 21.7305 | 15.4625 | 0 | 354.3615 | 784741.6695 | 220947.4043 | 0 | 100445.4793 | 120501.925 | 21.6831 | 21.7831 | 21.6831 | 21.7831 | 0.125 | 450 | 0.084572 | 245.4971 | 0.0026137
2017-04-24 12:00 | 8986.5 | 132.0625 | 22.0478 | 15.875 | 80.9466 | 215.2554 | 784741.6695 | 178625.116 | 342.6007 | 65088.4101 | 113194.1052 | 22 | 22.1 | 22 | 22.1 | 0.125 | 450 | 0.08151 | 198.4724 | 0.0020364
2017-04-24 12:15 | 8989.5 | 132.3438 | 22.5111 | 16.3125 | 271.0342 | 251.371 | 777068.1549 | 167019.8271 | 17003.2319 | 40148.0751 | 109868.52 | 22.437 | 22.537 | 22.437 | 22.537 | 0.0625 | 225 | 0.08087 | 185.5776 | 0.00093708
2017-04-24 12:30 | 8993 | 132.5833 | 22.845 | 16.6333 | 231.5358 | 133.5742 | 774510.3167 | 204675.3625 | 54027.5336 | 39433.8417 | 111213.9872 | 22.7791 | 22.8791 | 22.7791 | 22.8791 | 0.083333 | 300 | 0.08023 | 227.4171 | 0.0015205
2017-04-24 12:45 | 8996.5 | 132.8438 | 23.2682 | 17.0125 | 313.5943 | 127.6113 | 774510.3167 | 205105.217 | 62552.2792 | 36675.4013 | 105877.5365 | 23.1946 | 23.2946 | 23.1946 | 23.2946 | 0.0625 | 225 | 0.07959 | 227.8947 | 0.0011357
2017-04-24 13:00 | 9002 | 133.1071 | 23.6605 | 17.1214 | 350.6537 | 95.5477 | 774510.3167 | 203009.6699 | 76696.4954 | 23147.5927 | 103165.5819 | 23.6138 | 23.7138 | 23.6138 | 23.7138 | 0.035714 | 128.5714 | 0.07895 | 225.5663 | 0.00063614
2017-04-24 13:15 | 9009.5 | 133.3594 | 23.9479 | 17.1469 | 335.4908 | 51.9419 | 762732.9546 | 213281.1244 | 89105.3004 | 20253.6851 | 103922.1389 | 23.9147 | 24.0147 | 23.9147 | 24.0147 | 0.03125 | 112.5 | 0.078355 | 236.979 | 0.00058001
2017-04-24 13:30 | 9017 | 133.6071 | 23.9781 | 17.1714 | 14.4585 | 7.3061 | 761050.4743 | 198055.5729 | 84465.6395 | 11885.1815 | 101704.7519 | 23.95 | 24.05 | 23.95 | 24.05 | 0.035714 | 128.5714 | 0.07776 | 220.0617 | 0.00061057
2017-04-24 13:45 | 9023.5 | 133.8542 | 24.0159 | 17.1958 | 0 | 22.8919 | 761050.4743 | 107547.9755 | 13910.4427 | 1751.8036 | 91885.7292 | 23.95 | 24.05 | 23.95 | 24.05 | 0.041667 | 150 | 0.077165 | 119.4978 | 0.00037167
2017-04-24 14:00 | 9029.5 | 134.1042 | 24.0498 | 17.2625 | 0 | 157.2341 | 761050.4743 | 94940.4205 | 0 | 4108.9345 | 90831.486 | 23.95 | 24.05 | 23.95 | 24.05 | 0.041667 | 150 | 0.07657 | 105.4894 | 0.00033726
2017-04-24 14:15 | 9034 | 134.3333 | 24.0498 | 17.325 | 0 | 125.1828 | 764093.4109 | 122438.026 | 0 | 26977.0966 | 95460.9294 | 23.95 | 24.05 | 23.95 | 24.05 | 0.083333 | 300 | 0.076302 | 136.0423 | 0.00086503
2017-04-24 14:30 | 9038.5 | 134.6042 | 24.0499 | 17.4125 | 0 | 104.1685 | 765614.8792 | 117982.228 | 0 | 23270.11 | 94712.1181 | 23.95 | 24.05 | 23.95 | 24.05 | 0.041667 | 150 | 0.076035 | 131.0914 | 0.00041282
2017-04-24 14:45 | 9045 | 134.8571 | 24.0499 | 17.4893 | 0 | 112.3216 | 765614.8792 | 116092.7111 | 0 | 21695.4591 | 94397.2519 | 23.95 | 24.05 | 23.95 | 24.05 | 0.035714 | 128.5714 | 0.075768 | 128.9919 | 0.0003491
2017-04-24 15:00 | 9052 | 135.1071 | 24.0499 | 17.7357 | 0 | 135.8743 | 765614.8792 | 118176.7534 | 0 | 23425.5207 | 94751.2327 | 23.95 | 24.05 | 23.95 | 24.05 | 0.035714 | 128.5714 | 0.0755 | 131.3075 | 0.00035412
2017-04-24 15:15 | 9058.5 | 135.3542 | 24.05 | 18.0042 | 0 | 147.681 | 821791.7144 | 124679.144 | 0 | 28828.3668 | 95850.7773 | 23.95 | 24.05 | 23.95 | 24.05 | 0.041667 | 150 | 0.076335 | 138.5324 | 0.0004415
2017-04-24 15:30 | 9063.5 | 135.5938 | 24.05 | 18.2563 | 0 | 159.1641 | 833027.0814 | 128234.4168 | 0 | 31782.594 | 96451.8228 | 23.95 | 24.05 | 23.95 | 24.05 | 0.0625 | 225 | 0.07717 | 142.4827 | 0.00068694
2017-04-24 15:45 | 9067.5 | 135.8438 | 24.0499 | 18.5312 | 0 | 168.738 | 833027.0814 | 132082.134 | 0 | 34980.674 | 97101.46 | 23.95 | 24.05 | 23.95 | 24.05 | 0.0625 | 225 | 0.078005 | 146.7579 | 0.00071512
2017-04-24 16:00 | 9071 | 136.0833 | 24.05 | 18.5833 | 0 | 205.6974 | 833027.0814 | 134972.0956 | 0 | 37383.5562 | 97588.5394 | 23.95 | 24.05 | 23.95 | 24.05 | 0.083333 | 300 | 0.07884 | 149.969 | 0.0009853
2017-04-24 16:15 | 9073.5 | 136.3125 | 24.05 | 18.5625 | 0 | 224.5336 | 943613.4829 | 142760.0191 | 0 | 43858.4124 | 98901.6067 | 23.95 | 24.05 | 23.95 | 24.05 | 0.125 | 450 | 0.080658 | 158.6222 | 0.0015941
2017-04-24 16:30 | 9075.5 | 136.5625 | 24.0498 | 18.5375 | 0 | 229.4705 | 1054199.8844 | 150211.1665 | 0 | 50054.0135 | 100157.1531 | 23.95 | 24.05 | 23.95 | 24.05 | 0.125 | 450 | 0.082475 | 166.9013 | 0.0017202
2017-04-24 16:45 | 9077 | 136.75 | 24.05 | 18.525 | 0 | 231.1477 | 1054199.8844 | 150806.7008 | 0 | 50550.0588 | 100256.642 | 23.95 | 24.05 | 23.95 | 24.05 | 0.25 | 900 | 0.084293 | 167.563 | 0.0035311
2017-04-24 17:00 | 9078 | 137 | 24.0497 | 18.5 | 0 | 231.7856 | 1054199.8844 | 151710.2143 | 0 | 51304.2595 | 100405.9547 | 23.95 | 24.05 | 23.95 | 24.05 | 0.25 | 900 | 0.08611 | 168.5669 | 0.0036288
2017-04-24 17:15 | 9079 | 137.25 | 24.0473 | 18.325 | 0 | 327.311 | 1054199.8844 | 151967.8897 | 0 | 51521.6907 | 100446.199 | 23.95 | 24.05 | 23.95 | 24.05 | 0.25 | 900 | 0.088598 | 168.8532 | 0.00374
2017-04-24 17:30 | 9080 | 137.5 | 24.0474 | 18.15 | 0 | 346.8362 | 1330183.6065 | 176716.948 | 0 | 72102.1234 | 104614.8247 | 23.95 | 24.05 | 23.95 | 24.05 | 0.25 | 900 | 0.091085 | 196.3522 | 0.0044712
2017-04-24 17:45 | 9081 | 137.75 | 24.0474 | 17.975 | 0 | 319.156 | 1330183.6065 | 181691.8626 | 0 | 76248.6312 | 105443.2314 | 23.95 | 24.05 | 23.95 | 24.05 | 0.25 | 900 | 0.093573 | 201.8798 | 0.0047226
2017-04-24 18:00 | 9082 | 138 | 24.0474 | 17.8 | 0 | 268.5977 | 1330183.6065 | 174396.856 | 0 | 70194.5489 | 104202.3071 | 23.95 | 24.05 | 23.95 | 24.05 | 0.25 | 900 | 0.09606 | 193.7743 | 0.0046535
2017-04-24 18:15 | 9083 | 138.25 | 24.0483 | 17.625 | 0 | 320.2635 | 1330183.6065 | 160978.0115 | 0 | 59044.741 | 101933.2705 | 23.95 | 24.05 | 23.95 | 24.05 | 0.25 | 900 | 0.099088 | 178.8645 | 0.0044308
2017-04-24 18:30 | 9084 | 138.5 | 24.0485 | 17.45 | 0 | 266.8792 | 1419081.7863 | 174632.406 | 0 | 70416.2159 | 104216.1901 | 23.95 | 24.05 | 23.95 | 24.05 | 0.25 | 900 | 0.10211 | 194.036 | 0.0049535
2017-04-24 18:45 | 9085 | 138.75 | 24.0481 | 17.275 | 0 | 208.5338 | 1419081.7863 | 160400.528 | 0 | 58587.8935 | 101812.6345 | 23.95 | 24.05 | 23.95 | 24.05 | 0.25 | 900 | 0.10514 | 178.2228 | 0.0046847
2017-04-24 19:00 | 9086 | 139 | 24.0458 | 17.1 | 0 | 129.3095 | 1419081.7863 | 144653.3013 | 0 | 45494.1272 | 99159.174 | 23.95 | 24.05 | 23.95 | 24.05 | 0.25 | 900 | 0.10817 | 160.7259 | 0.0043464
2017-04-24 19:15 | 9087.5 | 139.3125 | 24.041 | 16.7625 | 0 | 32.839 | 1405628.6436 | 112123.3552 | 0 | 18421.8028 | 93701.5524 | 23.95 | 24.05 | 23.95 | 24.05 | 0.125 | 450 | 0.11081 | 124.5815 | 0.0017366
2017-04-24 19:30 | 9089.5 | 139.5625 | 23.9842 | 16.5375 | 0 | 13.0754 | 1392175.501 | 95650.1634 | 0 | 4705.7484 | 90944.4151 | 23.95 | 24.05 | 23.95 | 24.05 | 0.125 | 450 | 0.11344 | 106.278 | 0.001513
2017-04-24 19:45 | 9091.5 | 139.8125 | 23.9514 | 16.3125 | 92.6893 | 0 | 1392175.501 | 97290.5633 | 6562.6432 | 0 | 90727.9201 | 23.95 | 24.05 | 23.95 | 24.05 | 0.125 | 450 | 0.11607 | 108.1006 | 0.0015606
2017-04-24 20:00 | 9093 | 140 | 23.9512 | 16.2 | 98.6884 | 0 | 1392175.501 | 104581.1266 | 13125.2864 | 0 | 91455.8402 | 23.95 | 24.05 | 23.95 | 24.05 | 0.25 | 900 | 0.11871 | 116.2013 | 0.0034486
2017-04-24 20:15 | 9094 | 140.25 | 23.9489 | 16.125 | 146.7466 | 0 | 1392175.501 | 123300.6982 | 29968.3992 | 0 | 93332.299 | 23.95 | 24.05 | 23.95 | 24.05 | 0.25 | 900 | 0.11765 | 137.0008 | 0.0040296
2017-04-24 20:30 | 9095 | 140.5 | 23.9495 | 16.05 | 214.7273 | 0 | 1377595.0107 | 137428.3622 | 42678.7865 | 0 | 94749.5757 | 23.95 | 24.05 | 23.95 | 24.05 | 0.25 | 900 | 0.1166 | 152.6982 | 0.004451
2017-04-24 20:45 | 9096 | 140.75 | 23.9499 | 15.975 | 264.8406 | 0 | 1377595.0107 | 157283.4595 | 60540.4664 | 0 | 96742.9931 | 23.95 | 24.05 | 23.95 | 24.05 | 0.25 | 900 | 0.11554 | 174.7594 | 0.0050478
2017-04-24 21:00 | 9097 | 141 | 23.9503 | 15.9 | 313.3506 | 0 | 1377595.0107 | 171957.6741 | 73737.834 | 0 | 98219.8401 | 23.95 | 24.05 | 23.95 | 24.05 | 0.25 | 900 | 0.11448 | 191.0641 | 0.0054683
2017-04-24 21:15 | 9098.5 | 141.3125 | 23.9503 | 15.075 | 405.5203 | 0 | 1320869.2135 | 194603.1894 | 94071.7498 | 0 | 100531.4397 | 23.95 | 24.05 | 23.95 | 24.05 | 0.125 | 450 | 0.11249 | 216.2258 | 0.0030317
2017-04-24 21:30 | 9100.5 | 141.5625 | 23.9542 | 14.525 | 450.4143 | 0 | 1264143.4163 | 214252.352 | 111669.6662 | 0 | 102582.6858 | 23.95 | 24.05 | 23.95 | 24.05 | 0.125 | 450 | 0.11051 | 238.0582 | 0.0032769
2017-04-24 21:45 | 9102.5 | 141.8125 | 23.9548 | 13.975 | 503.1853 | 0 | 1264143.4163 | 234202.5692 | 129513.7748 | 0 | 104688.7944 | 23.95 | 24.05 | 23.95 | 24.05 | 0.125 | 450 | 0.10852 | 260.2251 | 0.0035211
2017-04-24 22:00 | 9104 | 142 | 23.9551 | 13.7 | 525.2889 | 0 | 1264143.4163 | 242938.3225 | 137315.6744 | 0 | 105622.6482 | 23.95 | 24.05 | 23.95 | 24.05 | 0.25 | 900 | 0.10653 | 269.9315 | 0.0071889
2017-04-24 22:15 | 9105 | 142.25 | 23.9612 | 13.575 | 622.8646 | 0 | 1264143.4163 | 269031.4008 | 151918.3176 | 0 | 117113.0832 | 23.95 | 24.05 | 23.95 | 24.05 | 0.25 | 900 | 0.10317 | 298.9238 | 0.0077102
2017-04-24 22:30 | 9106 | 142.5 | 23.9571 | 13.45 | 652.5541 | 0 | 1009469.0009 | 298332.5619 | 178179.0776 | 0 | 120153.4843 | 23.9454 | 24.0454 | 23.9454 | 24.0454 | 0.25 | 900 | 0.099815 | 331.4806 | 0.0082717
2017-04-24 22:45 | 9107 | 142.75 | 23.9449 | 13.325 | 681.2382 | 0 | 1009469.0009 | 307741.4764 | 186589.2161 | 0 | 121152.2603 | 23.9325 | 24.0325 | 23.9325 | 24.0325 | 0.25 | 900 | 0.096457 | 341.935 | 0.0082455
2017-04-24 23:00 | 9108 | 143 | 23.9243 | 13.2 | 698.3781 | 0 | 1009469.0009 | 316902.7384 | 194774.358 | 0 | 122128.3804 | 23.9131 | 24.0131 | 23.9131 | 24.0131 | 0.25 | 900 | 0.0931 | 352.1142 | 0.0081955
2017-04-24 23:15 | 9109 | 143.25 | 23.8959 | 12.775 | 766.1184 | 0 | 1009469.0009 | 322656.8834 | 199901.7099 | 0 | 122755.1735 | 23.8888 | 23.9888 | 23.8888 | 23.9888 | 0.25 | 900 | 0.091537 | 358.5076 | 0.0082042
2017-04-24 23:30 | 9110 | 143.5 | 23.8462 | 12.35 | 771.0779 | 0 | 787730.259 | 345432.8021 | 220199.0029 | 0 | 125233.7992 | 23.838 | 23.938 | 23.838 | 23.938 | 0.25 | 900 | 0.089975 | 383.8142 | 0.0086334
2017-04-24 23:45 | 9111 | 143.75 | 23.7752 | 11.925 | 764.0376 | 0 | 787730.259 | 349403.7675 | 223629.2962 | 0 | 125774.4712 | 23.7662 | 23.8662 | 23.7662 | 23.8662 | 0.25 | 900 | 0.088412 | 388.2264 | 0.008581
2017-04-25 | 9112 | 144 | 23.6865 | 11.5 | 744.3509 | 0 | 787730.259 | 349757.4792 | 223816.0963 | 0 | 125941.3829 | 23.6772 | 23.7772 | 23.6772 | 23.7772 | 0.25 | 900 | 0.088412 | 388.6194 | 0.0085897

## Details_2025-05-09
datetime | Unnamed: 0 | sim_time | Zone Air Temperature,LIVING_UNIT1 | Site Outdoor Air Drybulb Temperature,ENVIRONMENT | Zone Air System Sensible Heating Rate,LIVING_UNIT1 | Zone Air System Sensible Cooling Rate,LIVING_UNIT1 | Electricity:Building | Electricity:HVAC | Heating:Electricity | Cooling:Electricity | Fans:Electricity | Zone Thermostat Heating Setpoint Temperature,LIVING_UNIT1 | Zone Thermostat Cooling Setpoint Temperature,LIVING_UNIT1 | Zone Temperature Control,Heating Setpoint,LIVING_UNIT1 | Zone Temperature Control,Cooling Setpoint,LIVING_UNIT1 | dt_hours | dt_seconds | current_price | P_total_W | step_cost_real
2017-05-09 | 12090 | 120 | 23.8673 | 18.8 | 8.1272 | 0 | 787730.259 | 90000 | 0 | 0 | 0 | 23.7894 | 23.8894 | 23.7894 | 23.8894 | 0.25 | 900 | 0.10166 | 0 | 0
2017-05-09 00:15 | 12091 | 120.25 | 23.9665 | 19 | 303.8249 | 0 | 787730.259 | 99710.3571 | 0 | 0 | 99710.3571 | 23.95 | 24.05 | 23.95 | 24.05 | 0.25 | 900 | 0.098315 | 110.7893 | 0.0027231
2017-05-09 00:30 | 12092 | 120.5 | 23.9572 | 19.2 | 112.5607 | 0 | 613262.9701 | 181062.8328 | 73410.2658 | 0 | 107652.5671 | 23.95 | 24.05 | 23.95 | 24.05 | 0.25 | 900 | 0.09497 | 201.1809 | 0.0047765
2017-05-09 00:45 | 12093 | 120.75 | 23.9636 | 19.4 | 204.2752 | 0 | 613262.9701 | 127710.0513 | 25270.1577 | 0 | 102439.8936 | 23.95 | 24.05 | 23.95 | 24.05 | 0.25 | 900 | 0.091625 | 141.9001 | 0.0032504
2017-05-09 01:00 | 12094 | 121 | 23.9624 | 19.6 | 174.3691 | 0 | 613262.9701 | 151911.8921 | 47119.8855 | 0 | 104792.0066 | 23.95 | 24.05 | 23.95 | 24.05 | 0.25 | 900 | 0.08828 | 168.791 | 0.0037252
2017-05-09 01:15 | 12095 | 121.25 | 23.9603 | 19.65 | 213.0752 | 0 | 613262.9701 | 143162.4975 | 39227.9851 | 0 | 103934.5124 | 23.95 | 24.05 | 23.95 | 24.05 | 0.25 | 900 | 0.087673 | 159.0694 | 0.0034865
2017-05-09 01:30 | 12097.5 | 121.5938 | 23.9575 | 19.7375 | 250.3429 | 0 | 562337.4017 | 159390.3473 | 53881.679 | 0 | 105508.6683 | 23.95 | 24.05 | 23.95 | 24.05 | 0.0625 | 225 | 0.087065 | 177.1004 | 0.00096288
2017-05-09 01:45 | 12100 | 121.75 | 23.9562 | 19.75 | 263.5707 | 0 | 562337.4017 | 161423.4499 | 55717.6963 | 0 | 105705.7536 | 23.95 | 24.05 | 23.95 | 24.05 | 0.25 | 900 | 0.086457 | 179.3594 | 0.0038767
2017-05-09 02:00 | 12101 | 122 | 23.9668 | 19.8 | 302.0633 | 0 | 562337.4017 | 159135.3506 | 58120.3992 | 0 | 101014.9514 | 23.95 | 24.05 | 23.95 | 24.05 | 0.25 | 900 | 0.08585 | 176.8171 | 0.0037949
2017-05-09 02:15 | 12102 | 122.25 | 23.9741 | 19.55 | 303.6283 | 0 | 562337.4017 | 166757.5077 | 69305.4025 | 0 | 97452.1052 | 23.95 | 24.05 | 23.95 | 24.05 | 0.25 | 900 | 0.086148 | 185.2861 | 0.0039905
2017-05-09 02:30 | 12103 | 122.5 | 23.9749 | 19.3 | 314.2118 | 0 | 545753.3182 | 168067.9975 | 70476.1431 | 0 | 97591.8544 | 23.95 | 24.05 | 23.95 | 24.05 | 0.25 | 900 | 0.086445 | 186.7422 | 0.0040357
2017-05-09 02:45 | 12104 | 122.75 | 23.9756 | 19.05 | 325.6862 | 0 | 545753.3182 | 171798.9231 | 73830.4801 | 0 | 97968.443 | 23.95 | 24.05 | 23.95 | 24.05 | 0.25 | 900 | 0.086743 | 190.8877 | 0.0041395
2017-05-09 03:00 | 12105 | 123 | 23.9725 | 18.8 | 328.802 | 0 | 545753.3182 | 175876.8894 | 77496.0747 | 0 | 98380.8147 | 23.95 | 24.05 | 23.95 | 24.05 | 0.25 | 900 | 0.08704 | 195.4188 | 0.0042523
2017-05-09 03:15 | 12106 | 123.25 | 23.9644 | 18.475 | 346.5583 | 0 | 545753.3182 | 177692.6843 | 79118.5746 | 0 | 98574.1098 | 23.95 | 24.05 | 23.95 | 24.05 | 0.25 | 900 | 0.088505 | 197.4363 | 0.0043685
2017-05-09 03:30 | 12107 | 123.5 | 23.9642 | 18.15 | 382.347 | 0 | 533363.667 | 183788.5234 | 84595.0185 | 0 | 99193.505 | 23.95 | 24.05 | 23.95 | 24.05 | 0.25 | 900 | 0.08997 | 204.2095 | 0.0045932
2017-05-09 03:45 | 12108 | 123.75 | 23.963 | 17.825 | 397.9885 | 0 | 533363.667 | 195030.9869 | 94708.0501 | 0 | 100322.9368 | 23.95 | 24.05 | 23.95 | 24.05 | 0.25 | 900 | 0.091435 | 216.7011 | 0.0049535
2017-05-09 04:00 | 12109 | 124 | 23.962 | 17.5 | 423.1782 | 0 | 533363.667 | 200785.5395 | 99866.8802 | 0 | 100918.6593 | 23.95 | 24.05 | 23.95 | 24.05 | 0.25 | 900 | 0.0929 | 223.095 | 0.0051814
2017-05-09 04:15 | 12110 | 124.25 | 23.9627 | 17.225 | 430.4084 | 0 | 533363.667 | 209245.9808 | 107459.7802 | 0 | 101786.2006 | 23.95 | 24.05 | 23.95 | 24.05 | 0.25 | 900 | 0.091758 | 232.4955 | 0.0053333
2017-05-09 04:30 | 12111.5 | 124.5625 | 23.9598 | 16.8125 | 504.2071 | 0 | 566989.6412 | 222830.4767 | 119650.5898 | 0 | 103179.8869 | 23.95 | 24.05 | 23.95 | 24.05 | 0.125 | 450 | 0.090615 | 247.5894 | 0.0027958
2017-05-09 04:45 | 12113.5 | 124.8125 | 23.9564 | 16.5375 | 531.9102 | 0 | 566989.6412 | 236612.8823 | 132028.6798 | 0 | 104584.2025 | 23.95 | 24.05 | 23.95 | 24.05 | 0.125 | 450 | 0.089472 | 262.9032 | 0.0029374
2017-05-09 05:00 | 12115.5 | 125.0625 | 23.955 | 16.325 | 505.22 | 0 | 566989.6412 | 243654.1768 | 138328.9998 | 0 | 105325.177 | 23.95 | 24.05 | 23.95 | 24.05 | 0.125 | 450 | 0.08833 | 270.7269 | 0.0029863
2017-05-09 05:15 | 12117 | 125.25 | 23.9545 | 16.25 | 474.9169 | 0 | 566989.6412 | 247133.9317 | 141441.1697 | 0 | 105692.7619 | 23.95 | 24.05 | 23.95 | 24.05 | 0.25 | 900 | 0.10146 | 274.5933 | 0.0069654
2017-05-09 05:30 | 12118 | 125.5 | 23.9569 | 16.1 | 448.327 | 0 | 696064.4026 | 229102.3986 | 125189.7827 | 0 | 103912.6159 | 23.95 | 24.05 | 23.95 | 24.05 | 0.25 | 900 | 0.1146 | 254.5582 | 0.0072931
2017-05-09 05:45 | 12119 | 125.75 | 23.9574 | 15.95 | 416.7947 | 0 | 696064.4026 | 223379.0623 | 120018.8487 | 0 | 103360.2136 | 23.95 | 24.05 | 23.95 | 24.05 | 0.25 | 900 | 0.12773 | 248.199 | 0.0079259
2017-05-09 06:00 | 12120 | 126 | 23.9577 | 15.8 | 396.1099 | 0 | 696064.4026 | 215162.2595 | 112606.0868 | 0 | 102556.1726 | 23.95 | 24.05 | 23.95 | 24.05 | 0.25 | 900 | 0.14087 | 239.0692 | 0.0084194
2017-05-09 06:15 | 12121 | 126.25 | 23.9525 | 16.175 | 358.719 | 0 | 696064.4026 | 210004.7546 | 107947.544 | 0 | 102057.2106 | 23.95 | 24.05 | 23.95 | 24.05 | 0.25 | 900 | 0.1359 | 233.3386 | 0.0079278
2017-05-09 06:30 | 12122 | 126.5 | 23.9548 | 16.55 | 354.9116 | 0 | 832563.7912 | 197660.7847 | 96884.8075 | 0 | 100775.9772 | 23.95 | 24.05 | 23.95 | 24.05 | 0.25 | 900 | 0.13093 | 219.6231 | 0.0071891
2017-05-09 06:45 | 12123 | 126.75 | 23.9569 | 16.925 | 326.2297 | 0 | 832563.7912 | 195019.9971 | 94547.1767 | 0 | 100472.8205 | 23.95 | 24.05 | 23.95 | 24.05 | 0.25 | 900 | 0.12597 | 216.6889 | 0.0068239
2017-05-09 07:00 | 12124 | 127 | 23.9593 | 17.3 | 302.3013 | 0 | 832563.7912 | 185298.5395 | 85829.2874 | 0 | 99469.2521 | 23.95 | 24.05 | 23.95 | 24.05 | 0.25 | 900 | 0.121 | 205.8873 | 0.0062281
2017-05-09 07:15 | 12125 | 127.25 | 23.9644 | 17.3 | 285.7793 | 0 | 832563.7912 | 177019.6881 | 78403.1356 | 0 | 98616.5525 | 23.95 | 24.05 | 23.95 | 24.05 | 0.25 | 900 | 0.1159 | 196.6885 | 0.0056992
2017-05-09 07:30 | 12126 | 127.5 | 23.9625 | 17.3 | 229.8081 | 0 | 917156.0991 | 172369.1209 | 74213.0602 | 0 | 98156.0607 | 23.95 | 24.05 | 23.95 | 24.05 | 0.25 | 900 | 0.11081 | 191.5212 | 0.0053054
2017-05-09 07:45 | 12127.5 | 127.8125 | 23.9538 | 17.3 | 60.0117 | 0 | 917156.0991 | 138554.4647 | 43746.678 | 0 | 94807.7867 | 23.95 | 24.05 | 23.95 | 24.05 | 0.125 | 450 | 0.10571 | 153.9494 | 0.0020519
2017-05-09 08:00 | 12129.5 | 128.0625 | 23.9518 | 17.3125 | 76.2042 | 0 | 917156.0991 | 110474.2369 | 18446.9102 | 0 | 92027.3267 | 23.95 | 24.05 | 23.95 | 24.05 | 0.125 | 450 | 0.10061 | 122.7492 | 0.001553
2017-05-09 08:15 | 12132 | 128.3333 | 23.9514 | 17.3417 | 77.1821 | 0 | 840492.2459 | 115499.3605 | 22974.9509 | 0 | 92524.4097 | 23.95 | 24.05 | 23.95 | 24.05 | 0.083333 | 300 | 0.09428 | 128.3326 | 0.0010083
2017-05-09 08:30 | 12135 | 128.5833 | 23.95 | 17.3667 | 24.2036 | 2.2911 | 802160.3193 | 113790.8559 | 21435.9483 | 0 | 92354.9077 | 23.95 | 24.05 | 23.95 | 24.05 | 0.083333 | 300 | 0.08795 | 126.4343 | 0.00092666
2017-05-09 08:45 | 12138 | 128.8333 | 23.9645 | 17.3917 | 0 | 7.2037 | 802160.3193 | 97595.2441 | 6843.5446 | 0 | 90751.6995 | 23.95 | 24.05 | 23.95 | 24.05 | 0.083333 | 300 | 0.08162 | 108.4392 | 0.00073757
2017-05-09 09:00 | 12141 | 129.0833 | 24.0262 | 17.5333 | 0 | 19.3541 | 802160.3193 | 90599.9818 | 540.6131 | 0 | 90059.3687 | 23.95 | 24.05 | 23.95 | 24.05 | 0.083333 | 300 | 0.07529 | 100.6666 | 0.0006316
2017-05-09 09:15 | 12144 | 129.3333 | 24.0499 | 17.7333 | 0 | 129.2428 | 771066.7969 | 99861.6326 | 0 | 8266.2473 | 91595.3854 | 23.95 | 24.05 | 23.95 | 24.05 | 0.083333 | 300 | 0.0668 | 110.9574 | 0.00061766
2017-05-09 09:30 | 12147.5 | 129.5938 | 24.0499 | 17.95 | 0 | 224.2019 | 755520.0357 | 131412.1666 | 0 | 34712.6007 | 96699.5658 | 23.95 | 24.05 | 23.95 | 24.05 | 0.0625 | 225 | 0.05831 | 146.0135 | 0.00052973
2017-05-09 09:45 | 12151.5 | 129.8438 | 24.0497 | 18.15 | 0 | 337.4582 | 755520.0357 | 166824.7821 | 0 | 64394.955 | 102429.8271 | 23.95 | 24.05 | 23.95 | 24.05 | 0.0625 | 225 | 0.04982 | 185.3609 | 0.00057513
2017-05-09 10:00 | 12155.5 | 130.0938 | 24.0494 | 18.575 | 0 | 493.5085 | 755520.0357 | 206625.9316 | 0 | 97751.9467 | 108873.985 | 23.95 | 24.05 | 23.95 | 24.05 | 0.0625 | 225 | 0.04133 | 229.5844 | 0.00059107
2017-05-09 10:15 | 12159 | 130.3333 | 24.049 | 19.0333 | 0 | 549.7698 | 766087.2787 | 255627.8905 | 0 | 138813.1024 | 116814.7881 | 23.95 | 24.05 | 23.95 | 24.05 | 0.083333 | 300 | 0.031053 | 284.031 | 0.00073499
2017-05-09 10:30 | 12162 | 130.5833 | 24.049 | 19.5333 | 0 | 634.6386 | 771370.9002 | 280348.8401 | 0 | 159517.4513 | 120831.3888 | 23.95 | 24.05 | 23.95 | 24.05 | 0.083333 | 300 | 0.020775 | 311.4987 | 0.00053928
2017-05-09 10:45 | 12165.5 | 130.8438 | 24.0492 | 20.075 | 0 | 752.6819 | 771370.9002 | 311122.0711 | 0 | 185273.2927 | 125848.7784 | 23.95 | 24.05 | 23.95 | 24.05 | 0.0625 | 225 | 0.010497 | 345.6912 | 0.00022635
2017-05-09 11:00 | 12170 | 131.1 | 24.0489 | 20.32 | 0 | 849.8362 | 771370.9002 | 347202.6778 | 0 | 215460.9667 | 131741.7111 | 23.9494 | 24.0494 | 23.9494 | 24.0494 | 0.05 | 180 | 0.00022 | 385.7808 | 4.2436e-06
2017-05-09 11:15 | 12174.5 | 131.3438 | 24.0469 | 20.4625 | 0 | 928.4684 | 781398.9772 | 373409.3994 | 0 | 237375.4608 | 136033.9386 | 23.9475 | 24.0475 | 23.9475 | 24.0475 | 0.0625 | 225 | 7.25e-05 | 414.8993 | 1.8778e-06
2017-05-09 11:30 | 12178 | 131.5833 | 24.028 | 20.6 | 0 | 1007.3296 | 784741.6695 | 395986.9673 | 0 | 256251.8591 | 139735.1082 | 23.9284 | 24.0284 | 23.9284 | 24.0284 | 0.083333 | 300 | -7.5e-05 | 439.9855 | -2.7499e-06
2017-05-09 11:45 | 12181 | 131.8333 | 24.012 | 20.75 | 0 | 1056.6334 | 784741.6695 | 421757.9688 | 0 | 277795.1458 | 143962.823 | 23.9128 | 24.0128 | 23.9128 | 24.0128 | 0.083333 | 300 | -0.0002225 | 468.62 | -8.689e-06
2017-05-09 12:00 | 12183.5 | 132.0625 | 24.0104 | 20.8375 | 0 | 1064.3662 | 784741.6695 | 434363.8216 | 0 | 288308.2361 | 146055.5854 | 23.9116 | 24.0116 | 23.9116 | 24.0116 | 0.125 | 450 | -0.00037 | 482.6265 | -2.2309e-05
2017-05-09 12:15 | 12185 | 132.25 | 24.0121 | 20.875 | 0 | 1082.1062 | 784741.6695 | 438101.3257 | 0 | 291408.2409 | 146693.0849 | 23.9135 | 24.0135 | 23.9135 | 24.0135 | 0.25 | 900 | -0.0002825 | 486.7793 | -3.4379e-05
2017-05-09 12:30 | 12186 | 132.5 | 24.0195 | 20.95 | 0 | 1078.2899 | 774510.3167 | 437662.7874 | 0 | 290997.823 | 146664.9643 | 23.9221 | 24.0221 | 23.9221 | 24.0221 | 0.25 | 900 | -0.000195 | 486.292 | -2.3707e-05
2017-05-09 12:45 | 12187 | 132.75 | 24.0314 | 21.025 | 0 | 1081.1645 | 774510.3167 | 437750.4731 | 0 | 291030.9452 | 146719.5279 | 23.9344 | 24.0344 | 23.9344 | 24.0344 | 0.25 | 900 | -0.0001075 | 486.3894 | -1.3072e-05
2017-05-09 13:00 | 12188 | 133 | 24.0454 | 21.1 | 0 | 1100.6169 | 774510.3167 | 447162.3219 | 0 | 290756.9168 | 156405.405 | 23.9487 | 24.0487 | 23.9487 | 24.0487 | 0.25 | 900 | -2e-05 | 496.847 | -2.4842e-06
2017-05-09 13:15 | 12189.5 | 133.3125 | 23.6415 | 21.175 | 0 | 2222.4246 | 767780.3955 | 492137.5521 | 0 | 328346.0822 | 163791.4698 | 23.5155 | 23.6155 | 23.5155 | 23.6155 | 0.125 | 450 | -1.75e-05 | 546.8195 | -1.1896e-06
2017-05-09 13:30 | 12191.5 | 133.5625 | 23.0381 | 21.225 | 0 | 2401.0987 | 761050.4743 | 637562.0452 | 0 | 449907.4814 | 187654.5638 | 22.913 | 23.013 | 22.913 | 23.013 | 0.125 | 450 | -1.5e-05 | 708.4023 | -1.3137e-06
2017-05-09 13:45 | 12193.5 | 133.8125 | 22.509 | 21.275 | 0 | 2857.8725 | 761050.4743 | 842027.8424 | 0 | 620520.6 | 221507.2423 | 22.3647 | 22.4647 | 22.3647 | 22.4647 | 0.125 | 450 | -1.25e-05 | 935.5865 | -1.4503e-06
2017-05-09 14:00 | 12195.5 | 134.0625 | 22.0295 | 21.3375 | 0 | 3198.4066 | 761050.4743 | 1001276.0699 | 0 | 752894.7952 | 248381.2746 | 21.8442 | 21.9442 | 21.8442 | 21.9442 | 0.125 | 450 | -1e-05 | 1112.529 | -1.3852e-06
2017-05-09 14:15 | 12199 | 134.35 | 21.4146 | 21.435 | 0 | 3732.6711 | 764701.9982 | 1134966.8005 | 0 | 863251.6526 | 271715.1478 | 21.1813 | 21.2813 | 21.1813 | 21.2813 | 0.05 | 180 | 7.5e-06 | 1261.0742 | 4.729e-07
2017-05-09 14:30 | 12202.5 | 134.5625 | 21.1012 | 21.4875 | 0 | 3803.0105 | 765614.8792 | 1176223.615 | 0 | 898423.2552 | 277800.3598 | 20.8311 | 20.9311 | 20.8311 | 20.9311 | 0.125 | 450 | 2.5e-05 | 1306.9151 | 4.0789e-06
2017-05-09 14:45 | 12205 | 134.8333 | 20.7058 | 21.575 | 0 | 3984.4424 | 765614.8792 | 1223918.62 | 0 | 941838.0193 | 282080.6007 | 20.279 | 20.379 | 20.279 | 20.379 | 0.083333 | 300 | 4.25e-05 | 1359.9096 | 4.8163e-06
2017-05-09 15:00 | 12207.5 | 135.0625 | 20.4214 | 21.625 | 0 | 3995.0626 | 765614.8792 | 1232981.1058 | 0 | 950163.2725 | 282817.8333 | 20.0386 | 20.1386 | 20.0386 | 20.1386 | 0.125 | 450 | 6e-05 | 1369.979 | 1.0277e-05
2017-05-09 15:15 | 12209 | 135.25 | 20.2205 | 21.65 | 0 | 3995.1312 | 765614.8792 | 1229540.1279 | 0 | 946722.2945 | 282817.8333 | 19.95 | 20.05 | 19.95 | 20.05 | 0.25 | 900 | 0.010162 | 1366.1557 | 0.0034709
2017-05-09 15:30 | 12210 | 135.5 | 20.0542 | 21.7 | 0 | 3891.2819 | 833027.0814 | 1225047.3445 | 0 | 942229.5111 | 282817.8333 | 19.95 | 20.05 | 19.95 | 20.05 | 0.25 | 900 | 0.020265 | 1361.1637 | 0.006896
2017-05-09 15:45 | 12211 | 135.75 | 20.0343 | 21.75 | 0 | 3381.4242 | 833027.0814 | 1193110.4472 | 0 | 914843.9898 | 278266.4573 | 19.95 | 20.05 | 19.95 | 20.05 | 0.25 | 900 | 0.030367 | 1325.6783 | 0.010064
2017-05-09 16:00 | 12212 | 136 | 20.0326 | 21.8 | 0 | 3259.8452 | 833027.0814 | 1053815.7957 | 0 | 798830.7982 | 254984.9974 | 19.95 | 20.05 | 19.95 | 20.05 | 0.25 | 900 | 0.04047 | 1170.9064 | 0.011847
2017-05-09 16:15 | 12213 | 136.25 | 20.1702 | 21.9 | 0 | 2774.2178 | 833027.0814 | 1011221.4996 | 0 | 763135.5952 | 248085.9044 | 20.1016 | 20.2016 | 20.1016 | 20.2016 | 0.25 | 900 | 0.04579 | 1123.5794 | 0.012862
2017-05-09 16:30 | 12214 | 136.5 | 20.3148 | 22 | 0 | 2551.5205 | 1054199.8844 | 876377.3477 | 0 | 651320.4165 | 225056.9311 | 20.2447 | 20.3447 | 20.2447 | 20.3447 | 0.25 | 900 | 0.05111 | 973.7526 | 0.012442
2017-05-09 16:45 | 12215 | 136.75 | 20.4775 | 22.1 | 0 | 2168.8902 | 1054199.8844 | 815245.1006 | 0 | 600853.09 | 214392.0106 | 20.4052 | 20.5052 | 20.4052 | 20.5052 | 0.25 | 900 | 0.05643 | 905.8279 | 0.012779
2017-05-09 17:00 | 12216 | 137 | 20.6861 | 22.2 | 0 | 1788.636 | 1054199.8844 | 715057.3813 | 0 | 518088.4797 | 196968.9016 | 20.6133 | 20.7133 | 20.6133 | 20.7133 | 0.25 | 900 | 0.06175 | 794.5082 | 0.012265
2017-05-09 17:15 | 12217 | 137.25 | 20.9845 | 22.15 | 0 | 1455.0269 | 1054199.8844 | 613252.7212 | 0 | 433969.331 | 179283.3902 | 20.9137 | 21.0137 | 20.9137 | 21.0137 | 0.25 | 900 | 0.060198 | 681.3919 | 0.010255
2017-05-09 17:30 | 12218 | 137.5 | 21.1374 | 22.1 | 0 | 1456.4543 | 1330183.6065 | 519170.4279 | 0 | 356094.2775 | 163076.1504 | 21.0568 | 21.1568 | 21.0568 | 21.1568 | 0.25 | 900 | 0.058645 | 576.856 | 0.0084574
2017-05-09 17:45 | 12219 | 137.75 | 21.1749 | 22.05 | 0 | 1378.4409 | 1330183.6065 | 524047.6869 | 0 | 360392.4985 | 163655.1883 | 21.0856 | 21.1856 | 21.0856 | 21.1856 | 0.25 | 900 | 0.057092 | 582.2752 | 0.0083109
2017-05-09 18:00 | 12220 | 138 | 21.11 | 22 | 0 | 1445.3674 | 1330183.6065 | 508969.0826 | 0 | 348056.8881 | 160912.1945 | 21.0139 | 21.1139 | 21.0139 | 21.1139 | 0.25 | 900 | 0.05554 | 565.5212 | 0.0078523
2017-05-09 18:15 | 12221 | 138.25 | 20.9443 | 21.7 | 0 | 1701.0275 | 1330183.6065 | 535217.9458 | 0 | 369992.3195 | 165225.6263 | 20.8417 | 20.9417 | 20.8417 | 20.9417 | 0.25 | 900 | 0.061655 | 594.6866 | 0.0091664
2017-05-09 18:30 | 12222 | 138.5 | 20.8934 | 21.4 | 0 | 1484.136 | 1419081.7863 | 613585.1813 | 0 | 434946.8016 | 178638.3797 | 20.7995 | 20.8995 | 20.7995 | 20.8995 | 0.25 | 900 | 0.06777 | 681.7613 | 0.011551
2017-05-09 18:45 | 12223 | 138.75 | 20.9597 | 21.1 | 0 | 1308.3501 | 1419081.7863 | 551578.1918 | 0 | 383203.2777 | 168374.9141 | 20.8729 | 20.9729 | 20.8729 | 20.9729 | 0.25 | 900 | 0.073885 | 612.8647 | 0.01132
2017-05-09 19:00 | 12224.5 | 139.0625 | 21.3338 | 20.65 | 0 | 525.9504 | 1419081.7863 | 449288.9196 | 0 | 298182.4006 | 151106.519 | 21.2452 | 21.3452 | 21.2452 | 21.3452 | 0.125 | 450 | 0.08 | 499.2099 | 0.005028
2017-05-09 19:15 | 12226.5 | 139.3125 | 21.8061 | 20.35 | 550.2759 | 658.5311 | 1405628.6436 | 354777.8744 | 0 | 219889.5439 | 134888.3305 | 21.7576 | 21.8576 | 21.7576 | 21.8576 | 0.125 | 450 | 0.088572 | 394.1976 | 0.0044021
2017-05-09 19:30 | 12229 | 139.5833 | 22.6097 | 20 | 573.7527 | 703.8377 | 1392175.501 | 358053.8954 | 86030.7983 | 143689.4264 | 128333.6707 | 22.5422 | 22.6422 | 22.5422 | 22.6422 | 0.083333 | 300 | 0.097145 | 397.8377 | 0.0032207
2017-05-09 19:45 | 12231.5 | 139.8125 | 23.1318 | 19.75 | 638.1251 | 0 | 1392175.501 | 367907.3727 | 132225.0288 | 109443.5911 | 126238.7528 | 23.0826 | 23.1826 | 23.0826 | 23.1826 | 0.125 | 450 | 0.10572 | 408.786 | 0.0054165
2017-05-09 20:00 | 12233.5 | 140.0625 | 23.746 | 19.5375 | 987.9197 | 122.1437 | 1392175.501 | 324247.2864 | 142999.3783 | 63206.0498 | 118041.8584 | 23.6743 | 23.7743 | 23.6743 | 23.7743 | 0.125 | 450 | 0.11429 | 360.2748 | 0.0051775
2017-05-09 20:15 | 12235 | 140.25 | 24.0007 | 19.475 | 10.3222 | 0 | 1392175.501 | 295379.6052 | 150594.8964 | 32159.2294 | 112625.4794 | 23.95 | 24.05 | 23.95 | 24.05 | 0.25 | 900 | 0.11634 | 328.1996 | 0.0095459
2017-05-09 20:30 | 12236 | 140.5 | 23.9717 | 19.35 | 350.2266 | 0 | 1377595.0107 | 351060.3287 | 235660.1084 | 0 | 115400.2203 | 23.95 | 24.05 | 23.95 | 24.05 | 0.25 | 900 | 0.1184 | 390.067 | 0.011545
2017-05-09 20:45 | 12237 | 140.75 | 23.9901 | 19.225 | 695.6702 | 0 | 1377595.0107 | 181106.8515 | 82234.8005 | 0 | 98872.051 | 23.95 | 24.05 | 23.95 | 24.05 | 0.25 | 900 | 0.12045 | 201.2298 | 0.0060594
2017-05-09 21:00 | 12238 | 141 | 23.9739 | 19.1 | 420.1266 | 0 | 1377595.0107 | 273934.0386 | 166006.5357 | 0 | 107927.5029 | 23.95 | 24.05 | 23.95 | 24.05 | 0.25 | 900 | 0.1225 | 304.3712 | 0.0093214
2017-05-09 21:15 | 12239 | 141.25 | 23.9706 | 18.775 | 415.7368 | 0 | 1377595.0107 | 201009.5635 | 100180.0002 | 0 | 100829.5633 | 23.95 | 24.05 | 23.95 | 24.05 | 0.25 | 900 | 0.11807 | 223.344 | 0.0065928
2017-05-09 21:30 | 12240 | 141.5 | 23.966 | 18.45 | 359.5268 | 0 | 1264143.4163 | 201479.4617 | 100577.5213 | 0 | 100901.9404 | 23.95 | 24.05 | 23.95 | 24.05 | 0.25 | 900 | 0.11365 | 223.8661 | 0.0063606
2017-05-09 21:45 | 12241 | 141.75 | 23.962 | 18.125 | 334.4639 | 0 | 1264143.4163 | 187746.2282 | 88162.8521 | 0 | 99583.3761 | 23.95 | 24.05 | 23.95 | 24.05 | 0.25 | 900 | 0.10923 | 208.6069 | 0.0056963
2017-05-09 22:00 | 12242 | 142 | 23.9594 | 17.8 | 314.1233 | 0 | 1264143.4163 | 182325.9275 | 83249.8073 | 0 | 99076.1202 | 23.95 | 24.05 | 23.95 | 24.05 | 0.25 | 900 | 0.1048 | 202.5844 | 0.0053077
2017-05-09 22:15 | 12243 | 142.25 | 23.9634 | 17.775 | 366.9729 | 0 | 1264143.4163 | 178122.0341 | 79435.1321 | 0 | 98686.902 | 23.95 | 24.05 | 23.95 | 24.05 | 0.25 | 900 | 0.1027 | 197.9134 | 0.0050814
2017-05-09 22:30 | 12244 | 142.5 | 23.9634 | 17.75 | 368.8849 | 0 | 1009469.0009 | 192874.4198 | 92731.0506 | 0 | 100143.3692 | 23.95 | 24.05 | 23.95 | 24.05 | 0.25 | 900 | 0.1006 | 214.3049 | 0.0053898
2017-05-09 22:45 | 12245 | 142.75 | 23.9634 | 17.725 | 380.4528 | 0 | 1009469.0009 | 193442.7397 | 93241.1106 | 0 | 100201.6291 | 23.95 | 24.05 | 23.95 | 24.05 | 0.25 | 900 | 0.0985 | 214.9364 | 0.0052928
2017-05-09 23:00 | 12246 | 143 | 23.9629 | 17.7 | 387.7298 | 0 | 1009469.0009 | 196720.617 | 96193.4193 | 0 | 100527.1977 | 23.95 | 24.05 | 23.95 | 24.05 | 0.25 | 900 | 0.0964 | 218.5785 | 0.0052677
2017-05-09 23:15 | 12247 | 143.25 | 23.9615 | 17.475 | 442.2825 | 0 | 1009469.0009 | 198828.1139 | 98090.6742 | 0 | 100737.4397 | 23.95 | 24.05 | 23.95 | 24.05 | 0.25 | 900 | 0.10086 | 220.9201 | 0.0055708
2017-05-09 23:30 | 12248 | 143.5 | 23.957 | 17.25 | 470.0918 | 0 | 787730.259 | 214878.0367 | 112532.3984 | 0 | 102345.6383 | 23.95 | 24.05 | 23.95 | 24.05 | 0.25 | 900 | 0.10533 | 238.7534 | 0.006287
2017-05-09 23:45 | 12249 | 143.75 | 23.9552 | 17.025 | 453.4212 | 0 | 787730.259 | 223616.4265 | 120379.8794 | 0 | 103236.5471 | 23.95 | 24.05 | 23.95 | 24.05 | 0.25 | 900 | 0.1098 | 248.4627 | 0.00682
2017-05-10 | 12250 | 144 | 24.2059 | 16.8 | 922.3361 | 0 | 787730.259 | 220138.8221 | 117219.8545 | 0 | 102918.9676 | 24.2057 | 24.3057 | 24.2057 | 24.3057 | 0.25 | 900 | 0.1098 | 244.5987 | 0.0067139

## Details_2025-06-08
datetime | Unnamed: 0 | sim_time | Zone Air Temperature,LIVING_UNIT1 | Site Outdoor Air Drybulb Temperature,ENVIRONMENT | Zone Air System Sensible Heating Rate,LIVING_UNIT1 | Zone Air System Sensible Cooling Rate,LIVING_UNIT1 | Electricity:Building | Electricity:HVAC | Heating:Electricity | Cooling:Electricity | Fans:Electricity | Zone Thermostat Heating Setpoint Temperature,LIVING_UNIT1 | Zone Thermostat Cooling Setpoint Temperature,LIVING_UNIT1 | Zone Temperature Control,Heating Setpoint,LIVING_UNIT1 | Zone Temperature Control,Cooling Setpoint,LIVING_UNIT1 | dt_hours | dt_seconds | current_price | P_total_W | step_cost_real
2017-06-08 | 15686.5 | 120.0625 | 24.0501 | 16.7625 | 0 | 297.9637 | 787730.259 | 199629.224 | 0 | 40967.759 | 53104.5267 | 23.95 | 24.05 | 23.95 | 24.05 | 0.125 | 450 | 0.10191 | 104.5248 | 0.0012427
2017-06-08 00:15 | 15688.5 | 120.3125 | 24.0501 | 16.4875 | 0 | 222.1407 | 700496.6146 | 174417.2583 | 0 | 70476.802 | 103940.4563 | 23.95 | 24.05 | 23.95 | 24.05 | 0.125 | 450 | 0.095333 | 193.797 | 0.0023215
2017-06-08 00:30 | 15690.5 | 120.5625 | 24.0501 | 16.2125 | 0 | 163.4365 | 613262.9701 | 151464.5947 | 0 | 51317.1022 | 100147.4925 | 23.95 | 24.05 | 23.95 | 24.05 | 0.125 | 450 | 0.088755 | 168.294 | 0.0018747
2017-06-08 00:45 | 15692.5 | 120.8125 | 24.0501 | 15.9375 | 0 | 108.5867 | 613262.9701 | 133411.0266 | 0 | 36246.253 | 97164.7736 | 23.95 | 24.05 | 23.95 | 24.05 | 0.125 | 450 | 0.082178 | 148.2345 | 0.0015294
2017-06-08 01:00 | 15694.5 | 121.0625 | 24.05 | 15.75 | 0 | 56.384 | 613262.9701 | 116472.5697 | 0 | 22104.9958 | 94367.574 | 23.95 | 24.05 | 23.95 | 24.05 | 0.125 | 450 | 0.0756 | 129.414 | 0.0012286
2017-06-08 01:15 | 15696 | 121.25 | 24.05 | 15.7 | 0 | 29.5247 | 613262.9701 | 108362.3303 | 0 | 15333.6038 | 93028.7265 | 23.95 | 24.05 | 23.95 | 24.05 | 0.25 | 900 | 0.074027 | 120.4026 | 0.0022283
2017-06-08 01:30 | 15697 | 121.5 | 24.0291 | 15.6 | 0 | 22.2344 | 562337.4017 | 92447.1767 | 0 | 2043.6875 | 90403.4892 | 23.95 | 24.05 | 23.95 | 24.05 | 0.25 | 900 | 0.072455 | 102.7191 | 0.0018606
2017-06-08 01:45 | 15698 | 121.75 | 23.9818 | 15.5 | 0 | 22.0067 | 562337.4017 | 90000 | 0 | 0 | 90000 | 23.95 | 24.05 | 23.95 | 24.05 | 0.25 | 900 | 0.070883 | 100 | 0.0017721
2017-06-08 02:00 | 15699.5 | 122.0625 | 23.9513 | 15.5875 | 62.0266 | 0 | 562337.4017 | 98079.9411 | 7264.7524 | 0 | 90815.1887 | 23.95 | 24.05 | 23.95 | 24.05 | 0.125 | 450 | 0.06931 | 108.9777 | 0.00093897
2017-06-08 02:15 | 15701.5 | 122.3125 | 23.9509 | 15.9625 | 92.8974 | 0 | 554045.36 | 112970.0229 | 20658.4028 | 0 | 92311.6201 | 23.95 | 24.05 | 23.95 | 24.05 | 0.125 | 450 | 0.067167 | 125.5222 | 0.0010496
2017-06-08 02:30 | 15703.5 | 122.5625 | 23.9517 | 16.3375 | 129.7785 | 0 | 545753.3182 | 123798.5786 | 30409.0853 | 0 | 93389.4934 | 23.95 | 24.05 | 23.95 | 24.05 | 0.125 | 450 | 0.065025 | 137.554 | 0.0011156
2017-06-08 02:45 | 15705.5 | 122.8125 | 23.9528 | 16.7125 | 164.713 | 0 | 545753.3182 | 131759.4781 | 37587.1119 | 0 | 94172.3662 | 23.95 | 24.05 | 23.95 | 24.05 | 0.125 | 450 | 0.062883 | 146.3994 | 0.0011484
2017-06-08 03:00 | 15707 | 123 | 23.9533 | 16.9 | 180.6692 | 0 | 545753.3182 | 135701.9626 | 41143.354 | 0 | 94558.6086 | 23.95 | 24.05 | 23.95 | 24.05 | 0.25 | 900 | 0.06074 | 150.78 | 0.0022896
2017-06-08 03:15 | 15708 | 123.25 | 23.9564 | 16.85 | 214.8238 | 0 | 545753.3182 | 145157.8093 | 49675.8082 | 0 | 95482.0011 | 23.95 | 24.05 | 23.95 | 24.05 | 0.25 | 900 | 0.057968 | 161.2865 | 0.0023373
2017-06-08 03:30 | 15709 | 123.5 | 23.9549 | 16.8 | 239.548 | 0 | 533363.667 | 154310.9157 | 57916.1772 | 0 | 96394.7384 | 23.95 | 24.05 | 23.95 | 24.05 | 0.25 | 900 | 0.055195 | 171.4566 | 0.0023659
2017-06-08 03:45 | 15710 | 123.75 | 23.9544 | 16.75 | 278.7002 | 0 | 533363.667 | 161433.8891 | 64327.496 | 0 | 97106.3931 | 23.95 | 24.05 | 23.95 | 24.05 | 0.25 | 900 | 0.052422 | 179.371 | 0.0023508
2017-06-08 04:00 | 15711 | 124 | 23.9553 | 16.7 | 312.0655 | 0 | 533363.667 | 172704.5177 | 74472.9633 | 0 | 98231.5544 | 23.95 | 24.05 | 23.95 | 24.05 | 0.25 | 900 | 0.04965 | 191.8939 | 0.0023819
2017-06-08 04:15 | 15712 | 124.25 | 23.9599 | 16.825 | 331.4199 | 0 | 533363.667 | 182352.7853 | 83156.5274 | 0 | 99196.2579 | 23.95 | 24.05 | 23.95 | 24.05 | 0.25 | 900 | 0.047403 | 202.6142 | 0.0024011
2017-06-08 04:30 | 15713 | 124.5 | 23.9616 | 16.95 | 344.8024 | 0 | 566989.6412 | 187367.3654 | 87683.3645 | 0 | 99684.001 | 23.95 | 24.05 | 23.95 | 24.05 | 0.25 | 900 | 0.045155 | 208.186 | 0.0023502
2017-06-08 04:45 | 15714 | 124.75 | 23.9561 | 17.075 | 199.2057 | 0 | 566989.6412 | 190567.1381 | 90576.7335 | 0 | 99990.4045 | 23.95 | 24.05 | 23.95 | 24.05 | 0.25 | 900 | 0.042907 | 211.7413 | 0.0022713
2017-06-08 05:00 | 15715 | 125 | 23.953 | 17.2 | 130.3412 | 0 | 566989.6412 | 149009.1919 | 53154.0466 | 0 | 95855.1453 | 23.95 | 24.05 | 23.95 | 24.05 | 0.25 | 900 | 0.04066 | 165.5658 | 0.001683
2017-06-08 05:15 | 15716 | 125.25 | 23.9705 | 17.1 | 14.0416 | 0 | 566989.6412 | 129178.4995 | 35295.5439 | 0 | 93882.9555 | 23.95 | 24.05 | 23.95 | 24.05 | 0.25 | 900 | 0.036945 | 143.5317 | 0.0013257
2017-06-08 05:30 | 15717 | 125.5 | 24.0321 | 17 | 0 | 12.2988 | 696064.4026 | 96750.4505 | 6080.7978 | 0 | 90669.6527 | 23.95 | 24.05 | 23.95 | 24.05 | 0.25 | 900 | 0.03323 | 107.5005 | 0.00089306
2017-06-08 05:45 | 15718.5 | 125.8125 | 24.0498 | 16.85 | 0 | 207.7705 | 696064.4026 | 113361.5137 | 0 | 19499.4514 | 93862.0622 | 23.95 | 24.05 | 23.95 | 24.05 | 0.125 | 450 | 0.029515 | 125.9572 | 0.00045832
2017-06-08 06:00 | 15720.5 | 126.0625 | 24.05 | 16.95 | 0 | 288.6498 | 696064.4026 | 147102.1812 | 0 | 47667.9287 | 99434.2525 | 23.95 | 24.05 | 23.95 | 24.05 | 0.125 | 450 | 0.0258 | 163.4469 | 0.00052464
2017-06-08 06:15 | 15722.5 | 126.3125 | 24.05 | 17.25 | 0 | 362.5711 | 764314.0969 | 173214.5491 | 0 | 69478.92 | 103735.6292 | 23.95 | 24.05 | 23.95 | 24.05 | 0.125 | 450 | 0.020005 | 192.4606 | 0.00047836
2017-06-08 06:30 | 15724 | 126.5 | 24.05 | 17.4 | 0 | 381.7308 | 832563.7912 | 188947.7631 | 0 | 82620.8854 | 106326.8777 | 23.95 | 24.05 | 23.95 | 24.05 | 0.25 | 900 | 0.01421 | 209.942 | 0.00074582
2017-06-08 06:45 | 15725.5 | 126.8125 | 24.0547 | 17.85 | 0 | 474.5271 | 832563.7912 | 208757.1821 | 0 | 99193.1729 | 109564.0092 | 23.95 | 24.05 | 23.95 | 24.05 | 0.125 | 450 | 0.008415 | 231.9524 | 0.00024346
2017-06-08 07:00 | 15727 | 127 | 24.0501 | 18 | 0 | 485.3263 | 832563.7912 | 215438.6994 | 0 | 104783.454 | 110655.2454 | 23.95 | 24.05 | 23.95 | 24.05 | 0.25 | 900 | 0.00262 | 239.3763 | 0.00015679
2017-06-08 07:15 | 15728 | 127.25 | 24.0423 | 17.975 | 0 | 507.487 | 832563.7912 | 241802.7851 | 0 | 126837.8335 | 114964.9516 | 23.9499 | 24.0499 | 23.9499 | 24.0499 | 0.25 | 900 | 0.001965 | 268.6698 | 0.00013198
2017-06-08 07:30 | 15729 | 127.5 | 24.0412 | 17.95 | 0 | 525.6095 | 917156.0991 | 243324.8516 | 0 | 128133.298 | 115191.5536 | 23.9499 | 24.0499 | 23.9499 | 24.0499 | 0.25 | 900 | 0.00131 | 270.3609 | 8.8543e-05
2017-06-08 07:45 | 15731 | 127.8333 | 23.5159 | 17.9083 | 2.7064 | 1321.6641 | 917156.0991 | 249771.13 | 0 | 133554.1084 | 116217.0216 | 23.4356 | 23.5356 | 23.4356 | 23.5356 | 0.083333 | 300 | 0.000655 | 277.5235 | 1.5148e-05
2017-06-08 08:00 | 15734 | 128.0833 | 22.7773 | 18.0667 | 0 | 1926.0133 | 917156.0991 | 419730.7731 | 0 | 275619.0505 | 144111.7226 | 22.5987 | 22.6987 | 22.5987 | 22.6987 | 0.083333 | 300 | 0 | 466.3675 | 0
2017-06-08 08:15 | 15737 | 128.3333 | 21.9841 | 18.3167 | 0 | 2623.0889 | 840492.2459 | 669180.1364 | 0 | 483722.5959 | 185457.5405 | 21.7735 | 21.8735 | 21.7735 | 21.8735 | 0.083333 | 300 | -0.000125 | 743.5335 | -7.7451e-06
2017-06-08 08:30 | 15740 | 128.5833 | 21.2629 | 18.5667 | 0 | 3272.6072 | 802160.3193 | 875477.6008 | 0 | 655194.5748 | 220283.0261 | 20.9858 | 21.0858 | 20.9858 | 21.0858 | 0.083333 | 300 | -0.00025 | 972.7529 | -2.0266e-05
2017-06-08 08:45 | 15743 | 128.8333 | 20.628 | 18.8167 | 0 | 3447.2769 | 802160.3193 | 1060872.9784 | 0 | 808564.3249 | 252308.6535 | 20.3391 | 20.4391 | 20.3391 | 20.4391 | 0.083333 | 300 | -0.000375 | 1178.7478 | -3.6836e-05
2017-06-08 09:00 | 15746.5 | 129.0938 | 20.1456 | 19.05 | 0 | 3584.0015 | 802160.3193 | 1186142.5391 | 0 | 911179.5128 | 274963.0263 | 20.0016 | 20.1016 | 20.0016 | 20.1016 | 0.0625 | 225 | -0.0005 | 1317.9362 | -4.1136e-05
2017-06-08 09:15 | 15750 | 129.3333 | 20.0459 | 19.2333 | 0 | 3156.0016 | 771066.7969 | 1156426.331 | 0 | 885220.413 | 271205.918 | 19.9513 | 20.0513 | 19.9513 | 20.0513 | 0.083333 | 300 | -0.000875 | 1284.9181 | -9.3692e-05
2017-06-08 09:30 | 15752.5 | 129.5625 | 20.0478 | 19.4 | 0 | 2856.6966 | 755520.0357 | 1052902.2872 | 0 | 798619.7464 | 254282.5408 | 19.9561 | 20.0561 | 19.9561 | 20.0561 | 0.125 | 450 | -0.00125 | 1169.8914 | -0.0001837
2017-06-08 09:45 | 15754 | 129.75 | 20.053 | 19.5 | 0 | 2764.8671 | 755520.0357 | 974832.5741 | 0 | 733607.8628 | 241224.7113 | 19.962 | 20.062 | 19.962 | 20.062 | 0.25 | 900 | -0.001625 | 1083.1473 | -0.00044003
2017-06-08 10:00 | 15755.5 | 130.0625 | 20.0941 | 19.6875 | 0 | 2470.5024 | 755520.0357 | 876940.3125 | 0 | 652130.4717 | 224809.8408 | 20.0063 | 20.1063 | 20.0063 | 20.1063 | 0.125 | 450 | -0.002 | 974.3781 | -0.00024405
2017-06-08 10:15 | 15757 | 130.25 | 20.1172 | 19.675 | 0 | 2506.4892 | 755520.0357 | 852187.4928 | 0 | 631517.9537 | 220669.539 | 20.025 | 20.125 | 20.025 | 20.125 | 0.25 | 900 | -0.00346 | 946.875 | -0.00081905
2017-06-08 10:30 | 15758 | 130.5 | 20.1424 | 19.65 | 0 | 2374.0943 | 771370.9002 | 811873.9147 | 0 | 598034.4068 | 213839.5079 | 20.0557 | 20.1557 | 20.0557 | 20.1557 | 0.25 | 900 | -0.00492 | 902.0821 | -0.0011096
2017-06-08 10:45 | 15759 | 130.75 | 20.1677 | 19.625 | 0 | 2288.9168 | 771370.9002 | 801247.0305 | 0 | 581131.4373 | 220115.5932 | 20.0808 | 20.1808 | 20.0808 | 20.1808 | 0.25 | 900 | -0.00638 | 890.2745 | -0.00142
2017-06-08 11:00 | 15760 | 131 | 20.1886 | 19.6 | 0 | 2237.8229 | 771370.9002 | 777128.978 | 0 | 561148.1724 | 215980.8056 | 20.1009 | 20.2009 | 20.1009 | 20.2009 | 0.25 | 900 | -0.00784 | 863.4766 | -0.0016924
2017-06-08 11:15 | 15761.5 | 131.3125 | 20.2209 | 19.8625 | 0 | 2147.2328 | 778056.2848 | 756437.1296 | 0 | 544004.7672 | 212432.3623 | 20.1305 | 20.2305 | 20.1305 | 20.2305 | 0.125 | 450 | -0.010805 | 840.4857 | -0.0011357
2017-06-08 11:30 | 15764 | 131.5833 | 20.2626 | 20.0667 | 0 | 2187.7391 | 784741.6695 | 744554.9597 | 0 | 534239.2493 | 210315.7104 | 20.1691 | 20.2691 | 20.1691 | 20.2691 | 0.083333 | 300 | -0.01377 | 827.2833 | -0.00094931
2017-06-08 11:45 | 15767.5 | 131.8438 | 20.3111 | 20.2563 | 0 | 2144.1496 | 784741.6695 | 751831.7969 | 0 | 540436.0832 | 211395.7138 | 20.2166 | 20.3166 | 20.2166 | 20.3166 | 0.0625 | 225 | -0.016735 | 835.3687 | -0.00087348
2017-06-08 12:00 | 15775 | 132.1136 | 20.3757 | 20.9136 | 0 | 2111.697 | 784741.6695 | 752180.9333 | 0 | 540978.6556 | 211202.2776 | 20.2785 | 20.3785 | 20.2785 | 20.3785 | 0.022727 | 81.8182 | -0.0197 | 835.7566 | -0.00037415
2017-06-08 12:15 | 15784 | 132.3571 | 20.4657 | 21.5536 | 0 | 2041.7469 | 775971.9385 | 747128.1951 | 0 | 541548.983 | 205579.2122 | 20.37 | 20.47 | 20.37 | 20.47 | 0.035714 | 128.5714 | -0.024598 | 830.1424 | -0.00072921
2017-06-08 12:30 | 15790.5 | 132.6042 | 20.5984 | 22.2125 | 0 | 1938.3546 | 774510.3167 | 733720.592 | 0 | 534232.7557 | 199487.8362 | 20.504 | 20.604 | 20.504 | 20.604 | 0.041667 | 150 | -0.029495 | 815.2451 | -0.0010012
2017-06-08 12:45 | 15796.5 | 132.8542 | 20.7756 | 22.8875 | 0 | 1820.3913 | 774510.3167 | 711713.2204 | 0 | 517343.8319 | 194369.3885 | 20.6815 | 20.7815 | 20.6815 | 20.7815 | 0.041667 | 150 | -0.034392 | 790.7925 | -0.001132
2017-06-08 13:00 | 15802.5 | 133.1042 | 20.9947 | 23.2708 | 0 | 1685.5376 | 774510.3167 | 684596.3515 | 0 | 495728.1908 | 188868.1607 | 20.9004 | 21.0004 | 20.9004 | 21.0004 | 0.041667 | 150 | -0.03929 | 760.6626 | -0.0012436
2017-06-08 13:15 | 15807 | 133.3333 | 21.1903 | 23.5417 | 0 | 1574.2381 | 765537.0885 | 652327.4966 | 0 | 469343.4566 | 182984.04 | 21.0997 | 21.1997 | 21.0997 | 21.1997 | 0.083333 | 300 | -0.042445 | 724.8083 | -0.0025637
2017-06-08 13:30 | 15811 | 133.6 | 21.4872 | 23.91 | 12.7796 | 1285.664 | 761050.4743 | 586222.2471 | 0 | 414681.5489 | 171540.6982 | 21.3907 | 21.4907 | 21.3907 | 21.4907 | 0.05 | 180 | -0.0456 | 651.3581 | -0.0014851
2017-06-08 13:45 | 15816.5 | 133.8542 | 21.7673 | 24.2458 | 11.0403 | 1178.6451 | 761050.4743 | 527364.5282 | 0 | 365960.8502 | 161403.6779 | 21.6812 | 21.7812 | 21.6812 | 21.7812 | 0.041667 | 150 | -0.048755 | 585.9606 | -0.0011862
2017-06-08 14:00 | 15822.5 | 134.1042 | 22.0677 | 24.0917 | 42.0294 | 1041.944 | 761050.4743 | 488644.5807 | 0 | 333980.1275 | 154664.4532 | 21.9869 | 22.0869 | 21.9869 | 22.0869 | 0.041667 | 150 | -0.05191 | 542.9384 | -0.0011715
2017-06-08 14:15 | 15828 | 134.35 | 22.3517 | 23.85 | 11.3259 | 914.3566 | 764701.9982 | 454125.0511 | 6024.8727 | 299611.2034 | 148488.975 | 22.2707 | 22.3707 | 22.2707 | 22.3707 | 0.05 | 180 | -0.05176 | 504.5834 | -0.0013059
2017-06-08 14:30 | 15832 | 134.5833 | 22.6036 | 23.6333 | 0 | 896.0857 | 765614.8792 | 412950.8471 | 2510.3636 | 268404.1891 | 142036.2944 | 22.5073 | 22.6073 | 22.5073 | 22.6073 | 0.083333 | 300 | -0.05161 | 458.8343 | -0.0019734
2017-06-08 14:45 | 15835 | 134.8333 | 22.8543 | 23.3833 | 0 | 759.4715 | 765614.8792 | 377018.0814 | 0 | 240634.604 | 136383.4775 | 22.7576 | 22.8576 | 22.7576 | 22.8576 | 0.083333 | 300 | -0.05146 | 418.909 | -0.0017964
2017-06-08 15:00 | 15837.5 | 135.0625 | 23.0383 | 23.35 | 0 | 642.0041 | 765614.8792 | 359817.7241 | 0 | 226250.7776 | 133566.9466 | 22.9433 | 23.0433 | 22.9433 | 23.0433 | 0.125 | 450 | -0.05131 | 399.7975 | -0.0025679
2017-06-08 15:15 | 15839 | 135.25 | 23.1437 | 23.4 | 0 | 1140.506 | 765614.8792 | 352078.1312 | 0 | 219793.0137 | 132285.1175 | 23.0486 | 23.1486 | 23.0486 | 23.1486 | 0.25 | 900 | -0.047475 | 391.1979 | -0.004643
2017-06-08 15:30 | 15840 | 135.5 | 23.3369 | 23.5 | 0 | 745.752 | 833027.0814 | 383781.8031 | 0 | 246534.1141 | 137247.6891 | 23.2513 | 23.3513 | 23.2513 | 23.3513 | 0.25 | 900 | -0.04364 | 426.4242 | -0.0046523
2017-06-08 15:45 | 15841 | 135.75 | 23.5278 | 23.6 | 0 | 707.9441 | 833027.0814 | 353563.2696 | 0 | 221296.6998 | 132266.5698 | 23.4414 | 23.5414 | 23.4414 | 23.5414 | 0.25 | 900 | -0.039805 | 392.8481 | -0.0039093
2017-06-08 16:00 | 15842 | 136 | 23.7022 | 23.7 | 0 | 685.3068 | 833027.0814 | 342308.5583 | 0 | 211977.2912 | 130331.2672 | 23.6147 | 23.7147 | 23.6147 | 23.7147 | 0.25 | 900 | -0.03597 | 380.3428 | -0.0034202
2017-06-08 16:15 | 15843 | 136.25 | 23.854 | 23.5 | 0 | 721.337 | 833027.0814 | 337632.4928 | 0 | 208198.4824 | 129434.0104 | 23.7684 | 23.8684 | 23.7684 | 23.8684 | 0.25 | 900 | -0.029552 | 375.1472 | -0.0027716
2017-06-08 16:30 | 15844 | 136.5 | 23.9656 | 23.3 | 0 | 747.3875 | 1054199.8844 | 350928.889 | 0 | 219408.8054 | 131520.0836 | 23.8783 | 23.9783 | 23.8783 | 23.9783 | 0.25 | 900 | -0.023135 | 389.921 | -0.0022552
2017-06-08 16:45 | 15845 | 136.75 | 24.0368 | 23.1 | 0 | 726.3083 | 1054199.8844 | 361571.226 | 0 | 228375.9952 | 133195.2308 | 23.95 | 24.05 | 23.95 | 24.05 | 0.25 | 900 | -0.016717 | 401.7458 | -0.001679
2017-06-08 17:00 | 15846.5 | 137.0625 | 23.8306 | 22.825 | 0 | 1452.9304 | 1054199.8844 | 367369.0323 | 0 | 233251.0167 | 134118.0156 | 23.7243 | 23.8243 | 23.7243 | 23.8243 | 0.125 | 450 | -0.0103 | 408.1878 | -0.00052453
2017-06-08 17:15 | 15848.5 | 137.3125 | 23.3464 | 22.675 | 0 | 1781.7419 | 1192191.7455 | 483377.8215 | 0 | 330791.2463 | 152586.5751 | 23.2263 | 23.3263 | 23.2263 | 23.3263 | 0.125 | 450 | -0.0070825 | 537.0865 | -0.00046858
2017-06-08 17:30 | 15850.5 | 137.5625 | 22.8255 | 22.525 | 0 | 2143.9035 | 1330183.6065 | 698336.47 | 0 | 511380.7351 | 186955.7349 | 22.7063 | 22.8063 | 22.7063 | 22.8063 | 0.125 | 450 | -0.003865 | 775.9294 | -0.00037095
2017-06-08 17:45 | 15852.5 | 137.8125 | 22.3473 | 22.375 | 0 | 2472.2752 | 1330183.6065 | 877857.3059 | 0 | 661874.0132 | 215983.2927 | 22.2173 | 22.3173 | 22.2173 | 22.3173 | 0.125 | 450 | -0.0006475 | 975.397 | -7.8527e-05
2017-06-08 18:00 | 15854.5 | 138.0625 | 21.9123 | 22.1625 | 0 | 2681.5629 | 1330183.6065 | 996580.2672 | 0 | 760960.7138 | 235619.5534 | 21.7327 | 21.8327 | 21.7327 | 21.8327 | 0.125 | 450 | 0.00257 | 1107.3114 | 0.00035456
2017-06-08 18:15 | 15856.5 | 138.3125 | 21.4405 | 21.8875 | 0 | 3043.9216 | 1374632.6964 | 1101234.9232 | 0 | 847803.1072 | 253431.8161 | 21.2357 | 21.3357 | 21.2357 | 21.3357 | 0.125 | 450 | 0.011832 | 1223.5944 | 0.0018037
2017-06-08 18:30 | 15858.5 | 138.5625 | 20.9646 | 21.6125 | 0 | 3254.8034 | 1419081.7863 | 1183363.5357 | 0 | 915336.6698 | 268026.8659 | 20.7207 | 20.8207 | 20.7207 | 20.8207 | 0.125 | 450 | 0.021095 | 1314.8484 | 0.003462
2017-06-08 18:45 | 15860.5 | 138.8125 | 20.4996 | 21.3375 | 0 | 3476.9767 | 1419081.7863 | 1234358.7056 | 0 | 956442.1687 | 277916.5368 | 20.2955 | 20.3955 | 20.2955 | 20.3955 | 0.125 | 450 | 0.030357 | 1371.5097 | 0.0051975
2017-06-08 19:00 | 15862.5 | 139.0625 | 20.2163 | 20.925 | 0 | 3223.2568 | 1419081.7863 | 1248200.2236 | 0 | 966276.5947 | 281923.6289 | 20.115 | 20.215 | 20.115 | 20.215 | 0.125 | 450 | 0.03962 | 1386.8891 | 0.0068726
2017-06-08 19:15 | 15864.5 | 139.3125 | 20.2576 | 20.375 | 0 | 2667.6488 | 1405628.6436 | 1160134.6418 | 0 | 891370.5656 | 268764.0762 | 20.1712 | 20.2712 | 20.1712 | 20.2712 | 0.125 | 450 | 0.048965 | 1289.0385 | 0.0079247
2017-06-08 19:30 | 15866.5 | 139.5625 | 20.4818 | 19.825 | 0 | 2025.6608 | 1392175.501 | 992137.1591 | 0 | 750636.2162 | 241500.9429 | 20.3952 | 20.4952 | 20.3952 | 20.4952 | 0.125 | 450 | 0.05831 | 1102.3746 | 0.008084
2017-06-08 19:45 | 15868.5 | 139.8125 | 20.906 | 19.275 | 8.4219 | 1219.8737 | 1392175.501 | 796602.3159 | 0 | 587713.5478 | 208888.7681 | 20.8124 | 20.9124 | 20.8124 | 20.9124 | 0.125 | 450 | 0.067655 | 885.1137 | 0.0075509
2017-06-08 20:00 | 15870.5 | 140.0625 | 21.4164 | 18.7875 | 244.2739 | 1080.5097 | 1392175.501 | 561060.46 | 0 | 391923.5001 | 169136.9599 | 21.3721 | 21.4721 | 21.3721 | 21.4721 | 0.125 | 450 | 0.077 | 623.4005 | 0.0060935
2017-06-08 20:15 | 15872.5 | 140.3125 | 21.985 | 18.3625 | 320.1254 | 652.1578 | 1384885.2558 | 397558.1658 | 29586.6449 | 228808.9566 | 139162.5643 | 21.9415 | 22.0415 | 21.9415 | 22.0415 | 0.125 | 450 | 0.090435 | 441.7313 | 0.0050209
2017-06-08 20:30 | 15874.5 | 140.5625 | 22.5208 | 17.9375 | 397.7563 | 404.1652 | 1377595.0107 | 337210.4425 | 69398.0261 | 141927.4042 | 125885.0122 | 22.476 | 22.576 | 22.476 | 22.576 | 0.125 | 450 | 0.10387 | 374.6783 | 0.0048913
2017-06-08 20:45 | 15876.5 | 140.8125 | 23.0155 | 17.5125 | 397.094 | 249.3101 | 1377595.0107 | 296022.1266 | 90019.3344 | 88599.0213 | 117403.7709 | 22.9695 | 23.0695 | 22.9695 | 23.0695 | 0.125 | 450 | 0.11731 | 328.9135 | 0.0048376
2017-06-08 21:00 | 15878.5 | 141.0625 | 23.4538 | 17.2875 | 422.419 | 155.9559 | 1377595.0107 | 267781.9664 | 101145.2681 | 54756.006 | 111880.6923 | 23.405 | 23.505 | 23.405 | 23.505 | 0.125 | 450 | 0.13074 | 297.5355 | 0.0048803
2017-06-08 21:15 | 15880.5 | 141.3125 | 23.8259 | 17.2625 | 467.8675 | 4.3541 | 1320869.2135 | 231679.6843 | 105127.141 | 20896.3966 | 105656.1467 | 23.7778 | 23.8778 | 23.7778 | 23.8778 | 0.125 | 450 | 0.11943 | 257.4219 | 0.0038668
2017-06-08 21:30 | 15882 | 141.5 | 23.9557 | 17.25 | 0 | 8.7899 | 1264143.4163 | 210293.6655 | 108379.6522 | 0 | 101914.0133 | 23.95 | 24.05 | 23.95 | 24.05 | 0.25 | 900 | 0.10813 | 233.6596 | 0.0063164
2017-06-08 21:45 | 15883 | 141.75 | 23.9546 | 17.225 | 142.3969 | 0 | 1264143.4163 | 223032.4261 | 119853.7323 | 0 | 103178.6938 | 23.95 | 24.05 | 23.95 | 24.05 | 0.25 | 900 | 0.096825 | 247.8138 | 0.0059986
2017-06-08 22:00 | 15884 | 142 | 23.9519 | 17.2 | 281.9126 | 0 | 1264143.4163 | 132572.9101 | 38354.5081 | 0 | 94218.402 | 23.95 | 24.05 | 23.95 | 24.05 | 0.25 | 900 | 0.08552 | 147.3032 | 0.0031493
2017-06-08 22:15 | 15885 | 142.25 | 23.9573 | 16.925 | 238.1397 | 0 | 1264143.4163 | 171648.6469 | 73556.5027 | 0 | 98092.1442 | 23.95 | 24.05 | 23.95 | 24.05 | 0.25 | 900 | 0.081882 | 190.7207 | 0.0039042
2017-06-08 22:30 | 15886 | 142.5 | 23.9561 | 16.65 | 206.3979 | 0 | 1009469.0009 | 160485.4381 | 63481.7171 | 0 | 97003.721 | 23.95 | 24.05 | 23.95 | 24.05 | 0.25 | 900 | 0.078245 | 178.3172 | 0.0034881
2017-06-08 22:45 | 15887 | 142.75 | 23.9546 | 16.375 | 168.6513 | 0 | 1009469.0009 | 152453.8238 | 56231.8306 | 0 | 96221.9932 | 23.95 | 24.05 | 23.95 | 24.05 | 0.25 | 900 | 0.074608 | 169.3931 | 0.0031595
2017-06-08 23:00 | 15888 | 143 | 23.9537 | 16.1 | 149.5187 | 0 | 1009469.0009 | 152393.1863 | 47420.1671 | 0 | 104973.0191 | 23.95 | 24.05 | 23.95 | 24.05 | 0.25 | 900 | 0.07097 | 169.3258 | 0.0030043
2017-06-08 23:15 | 15889 | 143.25 | 23.9533 | 16.025 | 178.6188 | 0 | 1009469.0009 | 147881.7017 | 43346.1536 | 0 | 104535.5481 | 23.95 | 24.05 | 23.95 | 24.05 | 0.25 | 900 | 0.063478 | 164.313 | 0.0026075
2017-06-08 23:30 | 15890 | 143.5 | 23.9496 | 15.95 | 182.1435 | 0 | 787730.259 | 156514.5589 | 51109.9789 | 0 | 105404.5801 | 23.95 | 24.05 | 23.95 | 24.05 | 0.25 | 900 | 0.055985 | 173.9051 | 0.002434
2017-06-08 23:45 | 15891 | 143.75 | 23.954 | 15.875 | 227.0302 | 0 | 787730.259 | 157771.0925 | 52236.1312 | 0 | 105534.9613 | 23.95 | 24.05 | 23.95 | 24.05 | 0.25 | 900 | 0.048493 | 175.3012 | 0.0021252
2017-06-09 | 15892 | 144 | 24.1194 | 15.8 | 506.3248 | 0 | 787730.259 | 171023.5845 | 64153.6819 | 0 | 106869.9025 | 24.1189 | 24.2189 | 24.1189 | 24.2189 | 0.25 | 900 | 0.048493 | 190.0262 | 0.0023037

## Details_2025-07-08
datetime | Unnamed: 0 | sim_time | Zone Air Temperature,LIVING_UNIT1 | Site Outdoor Air Drybulb Temperature,ENVIRONMENT | Zone Air System Sensible Heating Rate,LIVING_UNIT1 | Zone Air System Sensible Cooling Rate,LIVING_UNIT1 | Electricity:Building | Electricity:HVAC | Heating:Electricity | Cooling:Electricity | Fans:Electricity | Zone Thermostat Heating Setpoint Temperature,LIVING_UNIT1 | Zone Thermostat Cooling Setpoint Temperature,LIVING_UNIT1 | Zone Temperature Control,Heating Setpoint,LIVING_UNIT1 | Zone Temperature Control,Cooling Setpoint,LIVING_UNIT1 | dt_hours | dt_seconds | current_price | P_total_W | step_cost_real
2017-07-08 | 18263.5 | 120.0625 | 24.0462 | 16.4 | 0 | 293.5781 | 787730.259 | 215113.5985 | 0 | 44381.4119 | 58498.8825 | 23.9481 | 24.0481 | 23.9481 | 24.0481 | 0.125 | 450 | 0.10597 | 114.3114 | 0.0014133
2017-07-08 00:15 | 18265.5 | 120.3125 | 24.0503 | 16.2 | 0 | 239.1218 | 700496.6146 | 191601.9717 | 0 | 76922.0975 | 114679.8742 | 23.95 | 24.05 | 23.95 | 24.05 | 0.125 | 450 | 0.1027 | 212.8911 | 0.0027465
2017-07-08 00:30 | 18267.5 | 120.5625 | 24.0502 | 16 | 0 | 184.8746 | 613262.9701 | 169531.188 | 0 | 58462.0286 | 111069.1594 | 23.95 | 24.05 | 23.95 | 24.05 | 0.125 | 450 | 0.099435 | 188.368 | 0.0023486
2017-07-08 00:45 | 18269.5 | 120.8125 | 24.0502 | 15.8 | 0 | 136.0275 | 613262.9701 | 153659.7738 | 0 | 45181.7982 | 108477.9757 | 23.95 | 24.05 | 23.95 | 24.05 | 0.125 | 450 | 0.096168 | 170.7331 | 0.0020595
2017-07-08 01:00 | 18271 | 121 | 24.0504 | 15.7 | 0 | 111.1263 | 613262.9701 | 145700.5262 | 0 | 38520.9104 | 107179.6158 | 23.95 | 24.05 | 23.95 | 24.05 | 0.25 | 900 | 0.0929 | 161.8895 | 0.0037599
2017-07-08 01:15 | 18272 | 121.25 | 24.0439 | 15.35 | 0 | 65.4299 | 613262.9701 | 129716.296 | 0 | 25137.8109 | 104578.4851 | 23.95 | 24.05 | 23.95 | 24.05 | 0.25 | 900 | 0.084925 | 144.1292 | 0.00306
2017-07-08 01:30 | 18273.5 | 121.5625 | 24.0094 | 14.825 | 0 | 28.9771 | 562337.4017 | 98123.9047 | 0 | 5682.1689 | 92441.7358 | 23.95 | 24.05 | 23.95 | 24.05 | 0.125 | 450 | 0.07695 | 109.0266 | 0.0010545
2017-07-08 01:45 | 18275.5 | 121.8125 | 23.9541 | 14.475 | 47.4829 | 14.8533 | 562337.4017 | 90000 | 0 | 0 | 90000 | 23.95 | 24.05 | 23.95 | 24.05 | 0.125 | 450 | 0.068975 | 100 | 0.00086219
2017-07-08 02:00 | 18277.5 | 122.0625 | 23.9509 | 14.3 | 66.5283 | 0 | 562337.4017 | 106340.753 | 14672.4671 | 0 | 91668.2858 | 23.95 | 24.05 | 23.95 | 24.05 | 0.125 | 450 | 0.061 | 118.1564 | 0.00089171
2017-07-08 02:15 | 18279 | 122.25 | 23.9513 | 14.3 | 78.3807 | 0 | 562337.4017 | 122681.5059 | 29344.9342 | 0 | 93336.5717 | 23.95 | 24.05 | 23.95 | 24.05 | 0.25 | 900 | 0.063945 | 136.3128 | 0.0021791
2017-07-08 02:30 | 18280 | 122.5 | 23.9557 | 14.3 | 99.6971 | 0 | 545753.3182 | 123255.8858 | 29860.6737 | 0 | 93395.2122 | 23.95 | 24.05 | 23.95 | 24.05 | 0.25 | 900 | 0.06689 | 136.951 | 0.0022902
2017-07-08 02:45 | 18281 | 122.75 | 23.9559 | 14.3 | 122.0719 | 0 | 545753.3182 | 129989.6063 | 35906.9246 | 0 | 94082.6817 | 23.95 | 24.05 | 23.95 | 24.05 | 0.25 | 900 | 0.069835 | 144.4329 | 0.0025216
2017-07-08 03:00 | 18282 | 123 | 23.9552 | 14.3 | 154.2529 | 0 | 545753.3182 | 136646.2328 | 41883.9523 | 0 | 94762.2805 | 23.95 | 24.05 | 23.95 | 24.05 | 0.25 | 900 | 0.07278 | 151.8291 | 0.0027625
2017-07-08 03:15 | 18283 | 123.25 | 23.9527 | 14.25 | 186.4696 | 0 | 545753.3182 | 146269.2292 | 50524.5026 | 0 | 95744.7266 | 23.95 | 24.05 | 23.95 | 24.05 | 0.25 | 900 | 0.073252 | 162.5214 | 0.0029763
2017-07-08 03:30 | 18284 | 123.5 | 23.9514 | 14.2 | 226.3874 | 0 | 533363.667 | 156088.5462 | 59337.6018 | 0 | 96750.9444 | 23.95 | 24.05 | 23.95 | 24.05 | 0.25 | 900 | 0.073725 | 173.4317 | 0.0031966
2017-07-08 03:45 | 18285 | 123.75 | 23.9521 | 14.15 | 265.1168 | 0 | 533363.667 | 168223.4517 | 70228.5027 | 0 | 97994.949 | 23.95 | 24.05 | 23.95 | 24.05 | 0.25 | 900 | 0.074197 | 186.9149 | 0.0034672
2017-07-08 04:00 | 18286 | 124 | 23.9528 | 14.1 | 300.35 | 0 | 533363.667 | 180003.4025 | 80799.3627 | 0 | 99204.0398 | 23.95 | 24.05 | 23.95 | 24.05 | 0.25 | 900 | 0.07467 | 200.0038 | 0.0037336
2017-07-08 04:15 | 18287 | 124.25 | 23.9535 | 14.05 | 325.5737 | 0 | 533363.667 | 190709.6114 | 90404.9965 | 0 | 100304.6149 | 23.95 | 24.05 | 23.95 | 24.05 | 0.25 | 900 | 0.075292 | 211.8996 | 0.0039886
2017-07-08 04:30 | 18288 | 124.5 | 23.95 | 14 | 356.863 | 0 | 566989.6412 | 198436.806 | 97335.3667 | 0 | 101101.4393 | 23.95 | 24.05 | 23.95 | 24.05 | 0.25 | 900 | 0.075915 | 220.4853 | 0.0041845
2017-07-08 04:45 | 18289 | 124.75 | 23.9484 | 13.95 | 255.206 | 0 | 566989.6412 | 207899.2462 | 105822.3383 | 0 | 102076.9079 | 23.95 | 24.05 | 23.95 | 24.05 | 0.25 | 900 | 0.076537 | 230.9992 | 0.00442
2017-07-08 05:00 | 18290.5 | 125.0625 | 23.9487 | 13.95 | 108.7536 | 0 | 566989.6412 | 164729.1191 | 67068.2614 | 0 | 97660.8577 | 23.95 | 24.05 | 23.95 | 24.05 | 0.125 | 450 | 0.07716 | 183.0324 | 0.0017747
2017-07-08 05:15 | 18292.5 | 125.3125 | 23.962 | 14.05 | 16.5611 | 18.0782 | 631527.0219 | 132586.7784 | 38220.9069 | 0 | 94365.8716 | 23.95 | 24.05 | 23.95 | 24.05 | 0.125 | 450 | 0.084867 | 147.3186 | 0.0015778
2017-07-08 05:30 | 18294.5 | 125.5625 | 24.027 | 14.15 | 0 | 71.6709 | 696064.4026 | 101769.0396 | 10563.4881 | 0 | 91205.5515 | 23.95 | 24.05 | 23.95 | 24.05 | 0.125 | 450 | 0.092575 | 113.0767 | 0.0013186
2017-07-08 05:45 | 18296.5 | 125.8125 | 24.0507 | 14.25 | 0 | 245.8563 | 696064.4026 | 112957.4061 | 0 | 19257.447 | 93699.9591 | 23.95 | 24.05 | 23.95 | 24.05 | 0.125 | 450 | 0.10028 | 125.5082 | 0.001552
2017-07-08 06:00 | 18299 | 126.0833 | 24.0508 | 14.65 | 0 | 382.3451 | 696064.4026 | 161838.8827 | 0 | 60260.0223 | 101578.8604 | 23.95 | 24.05 | 23.95 | 24.05 | 0.083333 | 300 | 0.10799 | 179.821 | 0.0016182
2017-07-08 06:15 | 18302 | 126.3333 | 24.0507 | 15.175 | 0 | 529.6817 | 787063.995 | 211712.9185 | 0 | 102090.1584 | 109622.7601 | 23.95 | 24.05 | 23.95 | 24.05 | 0.083333 | 300 | 0.10952 | 235.2366 | 0.0021469
2017-07-08 06:30 | 18305.5 | 126.5938 | 24.0506 | 15.7438 | 0 | 681.6462 | 832563.7912 | 269083.4055 | 0 | 150202.0905 | 118881.315 | 23.95 | 24.05 | 23.95 | 24.05 | 0.0625 | 225 | 0.11105 | 298.9816 | 0.0020684
2017-07-08 06:45 | 18309.5 | 126.8438 | 24.0503 | 16.2688 | 0 | 812.5012 | 832563.7912 | 317199.8832 | 0 | 190544.2764 | 126655.6068 | 23.95 | 24.05 | 23.95 | 24.05 | 0.0625 | 225 | 0.11257 | 352.4443 | 0.0024736
2017-07-08 07:00 | 18313.5 | 127.0938 | 24.05 | 16.7188 | 0 | 921.8213 | 832563.7912 | 361989.6413 | 0 | 228087.5701 | 133902.0712 | 23.95 | 24.05 | 23.95 | 24.05 | 0.0625 | 225 | 0.1141 | 402.2107 | 0.0028624
2017-07-08 07:15 | 18317.5 | 127.3438 | 24.0495 | 17.1438 | 0 | 1038.228 | 896008.0221 | 398443.3291 | 0 | 258627.3789 | 139815.9502 | 23.95 | 24.05 | 23.95 | 24.05 | 0.0625 | 225 | 0.11647 | 442.7148 | 0.0032183
2017-07-08 07:30 | 18322 | 127.6 | 24.0491 | 17.59 | 0 | 1167.971 | 917156.0991 | 438234.0552 | 0 | 291950.0752 | 146283.98 | 23.95 | 24.05 | 23.95 | 24.05 | 0.05 | 180 | 0.11885 | 486.9267 | 0.0028936
2017-07-08 07:45 | 18327 | 127.85 | 24.0485 | 18.015 | 0 | 1280.8353 | 917156.0991 | 477881.6776 | 0 | 325149.9712 | 152731.7063 | 23.95 | 24.05 | 23.95 | 24.05 | 0.05 | 180 | 0.12122 | 530.9796 | 0.0032184
2017-07-08 08:00 | 18332.5 | 128.1042 | 24.0483 | 18.5375 | 0 | 1276.1097 | 917156.0991 | 514775.3315 | 0 | 356023.5217 | 158751.8098 | 23.95 | 24.05 | 23.95 | 24.05 | 0.041667 | 150 | 0.1236 | 571.9726 | 0.0029523
2017-07-08 08:15 | 18338 | 128.35 | 24.0475 | 19.045 | 0 | 1353.0537 | 825159.4752 | 512746.6904 | 0 | 354280.8497 | 158465.8407 | 23.95 | 24.05 | 23.95 | 24.05 | 0.05 | 180 | 0.1177 | 569.7185 | 0.0033528
2017-07-08 08:30 | 18343.5 | 128.6042 | 24.0471 | 19.5875 | 0 | 1458.1705 | 802160.3193 | 538406.5947 | 0 | 375748.8567 | 162657.7381 | 23.95 | 24.05 | 23.95 | 24.05 | 0.041667 | 150 | 0.1118 | 598.2295 | 0.0027925
2017-07-08 08:45 | 18349.5 | 128.8542 | 24.0464 | 20.1125 | 0 | 1560.069 | 802160.3193 | 571073.7549 | 0 | 403087.7744 | 167985.9805 | 23.95 | 24.05 | 23.95 | 24.05 | 0.041667 | 150 | 0.1059 | 634.5264 | 0.0028052
2017-07-08 09:00 | 18355.5 | 129.1042 | 24.0457 | 20.6792 | 0 | 1618.7497 | 802160.3193 | 602586.2859 | 0 | 429434.5406 | 173151.7452 | 23.95 | 24.05 | 23.95 | 24.05 | 0.041667 | 150 | 0.1 | 669.5403 | 0.0027946
2017-07-08 09:15 | 18361 | 129.35 | 24.0443 | 21.235 | 0 | 1709.7639 | 764848.0924 | 620146.1735 | 0 | 444084.0988 | 176062.0747 | 23.95 | 24.05 | 23.95 | 24.05 | 0.05 | 180 | 0.093387 | 689.0513 | 0.0032174
2017-07-08 09:30 | 18366 | 129.6 | 24.0429 | 21.81 | 0 | 1803.8096 | 755520.0357 | 649926.9502 | 0 | 469135.0374 | 180791.9129 | 23.95 | 24.05 | 23.95 | 24.05 | 0.05 | 180 | 0.086775 | 722.1411 | 0.0031332
2017-07-08 09:45 | 18371 | 129.85 | 24.0418 | 22.385 | 0 | 1891.7837 | 755520.0357 | 682573.7574 | 0 | 496865.6229 | 185708.1346 | 23.95 | 24.05 | 23.95 | 24.05 | 0.05 | 180 | 0.080162 | 758.4153 | 0.0030398
2017-07-08 10:00 | 18376 | 130.1 | 24.041 | 22.78 | 0 | 1965.9871 | 755520.0357 | 713292.8601 | 0 | 523084.7411 | 190208.119 | 23.95 | 24.05 | 23.95 | 24.05 | 0.05 | 180 | 0.07355 | 792.5476 | 0.0029146
2017-07-08 10:15 | 18380.5 | 130.3438 | 24.0389 | 23.1125 | 0 | 2031.3754 | 767408.184 | 736487.9971 | 0 | 542850.6785 | 193637.3186 | 23.95 | 24.05 | 23.95 | 24.05 | 0.0625 | 225 | 0.070332 | 818.32 | 0.0035953
2017-07-08 10:30 | 18384.5 | 130.5938 | 24.0379 | 23.4625 | 0 | 2083.4025 | 771370.9002 | 758943.3917 | 0 | 562009.8185 | 196933.5732 | 23.95 | 24.05 | 23.95 | 24.05 | 0.0625 | 225 | 0.067115 | 843.2704 | 0.0035355
2017-07-08 10:45 | 18388.5 | 130.8438 | 24.0377 | 23.8125 | 0 | 2126.4819 | 771370.9002 | 776211.138 | 0 | 576827.0766 | 199384.0614 | 23.95 | 24.05 | 23.95 | 24.05 | 0.0625 | 225 | 0.063897 | 862.4568 | 0.0034431
2017-07-08 11:00 | 18392 | 131.0833 | 24.0353 | 24.0667 | 0 | 2160.9401 | 771370.9002 | 788563.1294 | 0 | 587500.5026 | 201062.6268 | 23.95 | 24.05 | 23.95 | 24.05 | 0.083333 | 300 | 0.06068 | 876.1813 | 0.0044306
2017-07-08 11:15 | 18395 | 131.3333 | 24.0336 | 24.3167 | 0 | 2185.9135 | 780284.7464 | 800919.209 | 0 | 598162.7814 | 202756.4276 | 23.95 | 24.05 | 23.95 | 24.05 | 0.083333 | 300 | 0.058658 | 889.9102 | 0.00435
2017-07-08 11:30 | 18398 | 131.5833 | 24.033 | 24.5667 | 0 | 2199.41 | 784741.6695 | 810244.652 | 0 | 606260.4837 | 203984.1683 | 23.95 | 24.05 | 23.95 | 24.05 | 0.083333 | 300 | 0.056635 | 900.2718 | 0.0042489
2017-07-08 11:45 | 18400.5 | 131.8125 | 24.0298 | 24.775 | 0 | 2215.7524 | 784741.6695 | 815481.9741 | 0 | 610884.7777 | 204597.1964 | 23.95 | 24.05 | 23.95 | 24.05 | 0.125 | 450 | 0.054613 | 906.0911 | 0.0061842
2017-07-08 12:00 | 18402.5 | 132.0625 | 24.0257 | 24.975 | 0 | 2211.7659 | 784741.6695 | 821674.5447 | 0 | 616369.1498 | 205305.3949 | 23.95 | 24.05 | 23.95 | 24.05 | 0.125 | 450 | 0.05259 | 912.9717 | 0.0059999
2017-07-08 12:15 | 18404.5 | 132.3125 | 24.0253 | 25.125 | 0 | 2217.7501 | 779625.9931 | 826223.0452 | 0 | 620422.1584 | 205800.8868 | 23.95 | 24.05 | 23.95 | 24.05 | 0.125 | 450 | 0.049868 | 918.0256 | 0.005722
2017-07-08 12:30 | 18406 | 132.5 | 24.0251 | 25.2 | 0 | 2219.7347 | 774510.3167 | 827185.5515 | 0 | 621316.4765 | 205869.075 | 23.95 | 24.05 | 23.95 | 24.05 | 0.25 | 900 | 0.047145 | 919.0951 | 0.010833
2017-07-08 12:45 | 18407 | 132.75 | 24.012 | 25.35 | 0 | 2258.9561 | 774510.3167 | 830034.7777 | 0 | 623882.6584 | 206152.1193 | 23.95 | 24.05 | 23.95 | 24.05 | 0.25 | 900 | 0.044422 | 922.2609 | 0.010242
2017-07-08 13:00 | 18408.5 | 133.0625 | 24.0166 | 25.5375 | 0 | 2286.2163 | 774510.3167 | 846671.7868 | 0 | 638163.2245 | 208508.5622 | 23.95 | 24.05 | 23.95 | 24.05 | 0.125 | 450 | 0.0417 | 940.7464 | 0.0049024
2017-07-08 13:15 | 18410.5 | 133.3125 | 24.024 | 25.6125 | 0 | 2370.3338 | 767780.3955 | 856264.5589 | 0 | 646377.8906 | 209886.6683 | 23.95 | 24.05 | 23.95 | 24.05 | 0.125 | 450 | 0.040872 | 951.4051 | 0.0048583
2017-07-08 13:30 | 18413 | 133.5833 | 24.0286 | 25.7 | 0 | 2447.8508 | 761050.4743 | 876786.4425 | 0 | 663779.1002 | 213007.3423 | 23.95 | 24.05 | 23.95 | 24.05 | 0.083333 | 300 | 0.040045 | 974.2072 | 0.003251
2017-07-08 13:45 | 18416.5 | 133.8438 | 24.0344 | 25.7812 | 0 | 2537.2604 | 761050.4743 | 898779.2836 | 0 | 682420.574 | 216358.7097 | 23.95 | 24.05 | 23.95 | 24.05 | 0.0625 | 225 | 0.039218 | 998.6436 | 0.0024469
2017-07-08 14:00 | 18420 | 134.0833 | 24.0328 | 25.95 | 0 | 2629.1393 | 761050.4743 | 920217.4612 | 0 | 699215.501 | 221001.9602 | 23.95 | 24.05 | 23.95 | 24.05 | 0.083333 | 300 | 0.03839 | 1022.4638 | 0.003271
2017-07-08 14:15 | 18423.5 | 134.3438 | 24.0332 | 26.1938 | 0 | 2714.1431 | 764473.778 | 957739.662 | 0 | 725842.8227 | 231896.8393 | 23.95 | 24.05 | 23.95 | 24.05 | 0.0625 | 225 | 0.038965 | 1064.1552 | 0.0025898
2017-07-08 14:30 | 18427.5 | 134.5938 | 24.0326 | 26.4187 | 0 | 2785.2667 | 765614.8792 | 986658.3691 | 0 | 749038.1442 | 237620.2248 | 23.95 | 24.05 | 23.95 | 24.05 | 0.0625 | 225 | 0.03954 | 1096.2871 | 0.002708
2017-07-08 14:45 | 18431.5 | 134.8438 | 24.0309 | 26.6438 | 0 | 2861.7732 | 765614.8792 | 1012007.0772 | 0 | 770771.617 | 241235.4602 | 23.95 | 24.05 | 23.95 | 24.05 | 0.0625 | 225 | 0.040115 | 1124.4523 | 0.002818
2017-07-08 15:00 | 18434 | 135 | 24.0303 | 26.7 | 0 | 2876.1917 | 765614.8792 | 1018328.6143 | 0 | 776192.4102 | 242136.2041 | 23.95 | 24.05 | 23.95 | 24.05 | 0.25 | 900 | 0.04069 | 1131.4762 | 0.01151
2017-07-08 15:15 | 18437 | 135.35 | 24.0269 | 26.61 | 0 | 2984.0448 | 819544.641 | 1073975.998 | 0 | 823452.6365 | 250523.3615 | 23.95 | 24.05 | 23.95 | 24.05 | 0.05 | 180 | 0.044823 | 1193.3067 | 0.0026743
2017-07-08 15:30 | 18442.5 | 135.6042 | 24.037 | 26.5583 | 0 | 3036.6554 | 833027.0814 | 1063659.1598 | 0 | 814513.255 | 249145.9048 | 23.95 | 24.05 | 23.95 | 24.05 | 0.041667 | 150 | 0.048955 | 1181.8435 | 0.0024091
2017-07-08 15:45 | 18448 | 135.85 | 24.0366 | 26.51 | 0 | 3071.3473 | 833027.0814 | 1057103.6128 | 0 | 815182.9393 | 241920.6735 | 23.95 | 24.05 | 23.95 | 24.05 | 0.05 | 180 | 0.053088 | 1174.5596 | 0.0031177
2017-07-08 16:00 | 18451.5 | 136.0625 | 24.0297 | 26.5 | 0 | 3142.0079 | 833027.0814 | 1056028.523 | 0 | 815821.6581 | 240206.8649 | 23.95 | 24.05 | 23.95 | 24.05 | 0.125 | 450 | 0.05722 | 1173.365 | 0.0083927
2017-07-08 16:15 | 18453.5 | 136.3125 | 24.023 | 26.5 | 0 | 3177.9562 | 943613.4829 | 1067075.8792 | 0 | 825090.3271 | 241985.5521 | 23.95 | 24.05 | 23.95 | 24.05 | 0.125 | 450 | 0.061547 | 1185.6399 | 0.0091152
2017-07-08 16:30 | 18455.5 | 136.5625 | 24.0232 | 26.5 | 0 | 3192.3542 | 1054199.8844 | 1077803.3581 | 0 | 834039.4639 | 243763.8942 | 23.95 | 24.05 | 23.95 | 24.05 | 0.125 | 450 | 0.065875 | 1197.5593 | 0.0098615
2017-07-08 16:45 | 18457.5 | 136.8125 | 24.0236 | 26.5 | 0 | 3180.8662 | 1054199.8844 | 1073103.2474 | 0 | 829946.6697 | 243156.5777 | 23.95 | 24.05 | 23.95 | 24.05 | 0.125 | 450 | 0.070203 | 1192.3369 | 0.010466
2017-07-08 17:00 | 18461 | 137.1 | 24.0348 | 26.38 | 0 | 3222.6305 | 1054199.8844 | 1061697.0996 | 0 | 820183.36 | 241513.7396 | 23.95 | 24.05 | 23.95 | 24.05 | 0.05 | 180 | 0.07453 | 1179.6634 | 0.004396
2017-07-08 17:15 | 18466 | 137.35 | 24.0391 | 26.23 | 0 | 3251.7148 | 1274986.8621 | 1066356.3391 | 0 | 823835.3565 | 242520.9826 | 23.95 | 24.05 | 23.95 | 24.05 | 0.05 | 180 | 0.076923 | 1184.8404 | 0.004557
2017-07-08 17:30 | 18470.5 | 137.5938 | 24.0385 | 26.0875 | 0 | 3236.5762 | 1330183.6065 | 1064605.5496 | 0 | 822068.761 | 242536.7886 | 23.95 | 24.05 | 23.95 | 24.05 | 0.0625 | 225 | 0.079315 | 1182.8951 | 0.0058642
2017-07-08 17:45 | 18474.5 | 137.8438 | 24.0393 | 25.9375 | 0 | 3214.5023 | 1330183.6065 | 1055618.0402 | 0 | 814210.3453 | 241407.6949 | 23.95 | 24.05 | 23.95 | 24.05 | 0.0625 | 225 | 0.081707 | 1172.9089 | 0.0059907
2017-07-08 18:00 | 18478.5 | 138.0938 | 24.0397 | 25.825 | 0 | 3257.6289 | 1330183.6065 | 1044616.5598 | 0 | 804666.3421 | 239950.2177 | 23.95 | 24.05 | 23.95 | 24.05 | 0.0625 | 225 | 0.0841 | 1160.6851 | 0.0061019
2017-07-08 18:15 | 18482.5 | 138.3438 | 24.0402 | 25.725 | 0 | 3240.0209 | 1396857.2413 | 1053753.7699 | 0 | 812213.1234 | 241540.6465 | 23.95 | 24.05 | 23.95 | 24.05 | 0.0625 | 225 | 0.089485 | 1170.8375 | 0.0065466
2017-07-08 18:30 | 18486.5 | 138.5938 | 24.0408 | 25.625 | 0 | 3145.4726 | 1419081.7863 | 1050503.0335 | 0 | 809397.6714 | 241105.3621 | 23.95 | 24.05 | 23.95 | 24.05 | 0.0625 | 225 | 0.09487 | 1167.2256 | 0.006922
2017-07-08 18:45 | 18490.5 | 138.8438 | 24.0415 | 25.525 | 0 | 3023.9008 | 1419081.7863 | 1028935.5662 | 0 | 791184.1142 | 237751.452 | 23.95 | 24.05 | 23.95 | 24.05 | 0.0625 | 225 | 0.10025 | 1143.2617 | 0.0071666
2017-07-08 19:00 | 18494.5 | 139.0938 | 24.0423 | 25.2375 | 0 | 2886.8897 | 1419081.7863 | 1001237.0909 | 0 | 767832.1125 | 233404.9783 | 23.95 | 24.05 | 23.95 | 24.05 | 0.0625 | 225 | 0.10564 | 1112.4857 | 0.0073487
2017-07-08 19:15 | 18498.5 | 139.3438 | 24.0428 | 24.8875 | 0 | 2727.112 | 1398902.0723 | 965990.8717 | 0 | 737846.205 | 228144.6667 | 23.95 | 24.05 | 23.95 | 24.05 | 0.0625 | 225 | 0.11048 | 1073.3232 | 0.0074158
2017-07-08 19:30 | 18502.5 | 139.5938 | 24.0434 | 24.5375 | 0 | 2573.7635 | 1392175.501 | 921930.2925 | 0 | 700348.0199 | 221582.2726 | 23.95 | 24.05 | 23.95 | 24.05 | 0.0625 | 225 | 0.11531 | 1024.367 | 0.0073887
2017-07-08 19:45 | 18506.5 | 139.8438 | 24.0442 | 24.1875 | 0 | 2405.8708 | 1392175.501 | 878415.9776 | 0 | 663333.4492 | 215082.5284 | 23.95 | 24.05 | 23.95 | 24.05 | 0.0625 | 225 | 0.12015 | 976.0178 | 0.0073349
2017-07-08 20:00 | 18510.5 | 140.0938 | 24.0451 | 23.6875 | 0 | 2236.144 | 1392175.501 | 830358.6277 | 0 | 622541.4753 | 207817.1524 | 23.95 | 24.05 | 23.95 | 24.05 | 0.0625 | 225 | 0.12498 | 922.6207 | 0.007214
2017-07-08 20:15 | 18514.5 | 140.3438 | 24.046 | 23.1375 | 0 | 2050.8755 | 1381240.1333 | 779397.8311 | 0 | 579190.7431 | 200207.088 | 23.95 | 24.05 | 23.95 | 24.05 | 0.0625 | 225 | 0.12518 | 865.9976 | 0.0067825
2017-07-08 20:30 | 18518.5 | 140.5938 | 24.0467 | 22.5875 | 0 | 1905.261 | 1377595.0107 | 722816.9119 | 0 | 531141.4265 | 191675.4854 | 23.95 | 24.05 | 23.95 | 24.05 | 0.0625 | 225 | 0.12537 | 803.1299 | 0.0063015
2017-07-08 20:45 | 18522 | 140.8333 | 24.0466 | 22.0833 | 0 | 1798.3112 | 1377595.0107 | 680691.9745 | 0 | 495346.3703 | 185345.6042 | 23.95 | 24.05 | 23.95 | 24.05 | 0.083333 | 300 | 0.12557 | 756.3244 | 0.007914
2017-07-08 21:00 | 18525 | 141.0833 | 24.047 | 21.6167 | 0 | 1690.1394 | 1377595.0107 | 643028.0056 | 0 | 463315.9747 | 179712.0309 | 23.95 | 24.05 | 23.95 | 24.05 | 0.083333 | 300 | 0.12576 | 714.4756 | 0.0074877
2017-07-08 21:15 | 18528 | 141.3333 | 24.0476 | 21.1917 | 0 | 1590.6707 | 1301960.6145 | 608504.8421 | 0 | 434045.3435 | 174459.4986 | 23.95 | 24.05 | 23.95 | 24.05 | 0.083333 | 300 | 0.12368 | 676.1165 | 0.0069685
2017-07-08 21:30 | 18531 | 141.5833 | 24.048 | 20.7667 | 0 | 1501.8974 | 1264143.4163 | 577976.4633 | 0 | 408240.7434 | 169735.7198 | 23.95 | 24.05 | 23.95 | 24.05 | 0.083333 | 300 | 0.1216 | 642.1961 | 0.0065076
2017-07-08 21:45 | 18534 | 141.8333 | 24.0484 | 20.3417 | 0 | 1419.7145 | 1264143.4163 | 552019.1971 | 0 | 386474.9443 | 165544.2528 | 23.95 | 24.05 | 23.95 | 24.05 | 0.083333 | 300 | 0.11952 | 613.3547 | 0.006109
2017-07-08 22:00 | 18537 | 142.0833 | 24.0488 | 20.1 | 0 | 1302.4444 | 1264143.4163 | 528497.6985 | 0 | 366836.774 | 161660.9245 | 23.95 | 24.05 | 23.95 | 24.05 | 0.083333 | 300 | 0.11744 | 587.2197 | 0.0057469
2017-07-08 22:15 | 18539.5 | 142.3125 | 24.0488 | 19.975 | 0 | 1214.5558 | 1136806.2086 | 501536.4381 | 0 | 344311.0803 | 157225.3578 | 23.95 | 24.05 | 23.95 | 24.05 | 0.125 | 450 | 0.11349 | 557.2627 | 0.0079257
2017-07-08 22:30 | 18541.5 | 142.5625 | 24.0488 | 19.825 | 0 | 1133.3331 | 1009469.0009 | 469834.6149 | 0 | 317815.0652 | 152019.5497 | 23.95 | 24.05 | 23.95 | 24.05 | 0.125 | 450 | 0.10954 | 522.0385 | 0.0071606
2017-07-08 22:45 | 18543.5 | 142.8125 | 24.0491 | 19.675 | 0 | 1061.2431 | 1009469.0009 | 446241.5032 | 0 | 298091.7111 | 148149.7921 | 23.95 | 24.05 | 23.95 | 24.05 | 0.125 | 450 | 0.10559 | 495.8239 | 0.0065552
2017-07-08 23:00 | 18545.5 | 143.0625 | 24.0493 | 19.45 | 0 | 965.3908 | 1009469.0009 | 424741.5475 | 0 | 280116.2816 | 144625.2659 | 23.95 | 24.05 | 23.95 | 24.05 | 0.125 | 450 | 0.10164 | 471.9351 | 0.0060057
2017-07-08 23:15 | 18547.5 | 143.3125 | 24.0496 | 19.15 | 0 | 862.6845 | 898599.63 | 395829.2796 | 0 | 255935.4241 | 139893.8556 | 23.95 | 24.05 | 23.95 | 24.05 | 0.125 | 450 | 0.10083 | 439.8103 | 0.0055608
2017-07-08 23:30 | 18549.5 | 143.5625 | 24.0498 | 18.85 | 0 | 783.7627 | 787730.259 | 364303.1432 | 0 | 229564.5333 | 134738.6099 | 23.95 | 24.05 | 23.95 | 24.05 | 0.125 | 450 | 0.10003 | 404.7813 | 0.005073
2017-07-08 23:45 | 18551.5 | 143.8125 | 24.192 | 18.55 | 93.4947 | 373.3104 | 787730.259 | 339800.0345 | 0 | 209070.5727 | 130729.4618 | 24.141 | 24.241 | 24.141 | 24.241 | 0.125 | 450 | 0.099218 | 377.5556 | 0.0046931
2017-07-09 | 18553 | 144 | 24.4302 | 18.4 | 0 | 611.5929 | 787730.259 | 328234.6459 | 0 | 199397.8481 | 128836.7979 | 24.332 | 24.432 | 24.332 | 24.432 | 0.25 | 900 | 0.099218 | 364.7052 | 0.0090463

## Details_2025-08-05
datetime | Unnamed: 0 | sim_time | Zone Air Temperature,LIVING_UNIT1 | Site Outdoor Air Drybulb Temperature,ENVIRONMENT | Zone Air System Sensible Heating Rate,LIVING_UNIT1 | Zone Air System Sensible Cooling Rate,LIVING_UNIT1 | Electricity:Building | Electricity:HVAC | Heating:Electricity | Cooling:Electricity | Fans:Electricity | Zone Thermostat Heating Setpoint Temperature,LIVING_UNIT1 | Zone Thermostat Cooling Setpoint Temperature,LIVING_UNIT1 | Zone Temperature Control,Heating Setpoint,LIVING_UNIT1 | Zone Temperature Control,Cooling Setpoint,LIVING_UNIT1 | dt_hours | dt_seconds | current_price | P_total_W | step_cost_real
2017-08-05 | 21282 | 120 | 24.0473 | 20.3 | 0 | 760.6769 | 787730.259 | 359356.3457 | 0 | 0 | 0 | 23.9486 | 24.0486 | 23.9486 | 24.0486 | 0.25 | 900 | 0.01414 | 0 | 0
2017-08-05 00:15 | 21283 | 120.25 | 24.0483 | 20.35 | 0 | 680.5298 | 787730.259 | 342598.4889 | 0 | 211517.5914 | 131080.8975 | 23.95 | 24.05 | 23.95 | 24.05 | 0.25 | 900 | 0.013455 | 380.665 | 0.0012805
2017-08-05 00:30 | 21284 | 120.5 | 24.0482 | 20.4 | 0 | 629.5865 | 613262.9701 | 319150.898 | 0 | 191920.9559 | 127229.9421 | 23.95 | 24.05 | 23.95 | 24.05 | 0.25 | 900 | 0.01277 | 354.6121 | 0.0011321
2017-08-05 00:45 | 21285 | 120.75 | 24.0482 | 20.45 | 0 | 584.1243 | 613262.9701 | 304821.3926 | 0 | 179954.3263 | 124867.0663 | 23.95 | 24.05 | 23.95 | 24.05 | 0.25 | 900 | 0.012085 | 338.6904 | 0.0010233
2017-08-05 01:00 | 21286 | 121 | 24.0486 | 20.5 | 0 | 545.6505 | 613262.9701 | 291935.5717 | 0 | 169189.8678 | 122745.7039 | 23.95 | 24.05 | 23.95 | 24.05 | 0.25 | 900 | 0.0114 | 324.3729 | 0.00092446
2017-08-05 01:15 | 21287.5 | 121.3125 | 23.816 | 20.5 | 0 | 1134.6622 | 587800.1859 | 273765.4982 | 0 | 154000.8855 | 119764.6126 | 23.7051 | 23.8051 | 23.7051 | 23.8051 | 0.125 | 450 | 0.011492 | 304.1839 | 0.00043774
2017-08-05 01:30 | 21290 | 121.5833 | 23.1471 | 20.5 | 0 | 1090.4285 | 562337.4017 | 368803.6988 | 0 | 233677.6695 | 135126.0293 | 23.0331 | 23.1331 | 23.0331 | 23.1331 | 0.083333 | 300 | 0.011585 | 409.7819 | 0.00039561
2017-08-05 01:45 | 21293 | 121.8333 | 22.5178 | 20.5 | 0 | 1954.0673 | 562337.4017 | 553089.0155 | 0 | 387951.2954 | 165137.7201 | 22.3876 | 22.4876 | 22.3876 | 22.4876 | 0.083333 | 300 | 0.011678 | 614.5434 | 0.00059803
2017-08-05 02:00 | 21295.5 | 122.0625 | 21.9821 | 20.425 | 0 | 2504.2955 | 562337.4017 | 707969.3151 | 0 | 517354.5185 | 190614.7966 | 21.856 | 21.956 | 21.856 | 21.956 | 0.125 | 450 | 0.01177 | 786.6326 | 0.0011477
2017-08-05 02:15 | 21297.5 | 122.3125 | 21.4262 | 20.275 | 0 | 2499.3528 | 554045.36 | 846967.6972 | 0 | 633167.5428 | 213800.1545 | 21.3045 | 21.4045 | 21.3045 | 21.4045 | 0.125 | 450 | 0.013277 | 941.0752 | 0.0015557
2017-08-05 02:30 | 21299.5 | 122.5625 | 21.0184 | 20.125 | 0 | 2540.8596 | 545753.3182 | 950514.4328 | 0 | 719012.9671 | 231501.4657 | 20.907 | 21.007 | 20.907 | 21.007 | 0.125 | 450 | 0.014785 | 1056.1271 | 0.0019446
2017-08-05 02:45 | 21301 | 122.75 | 20.8416 | 20.05 | 0 | 2076.8735 | 545753.3182 | 1003350.9384 | 0 | 762729.1256 | 240621.8127 | 20.7455 | 20.8455 | 20.7455 | 20.8455 | 0.25 | 900 | 0.016293 | 1114.8344 | 0.0045409
2017-08-05 03:00 | 21302 | 123 | 20.6448 | 19.9 | 0 | 2447.0373 | 545753.3182 | 977960.0968 | 0 | 740609.7931 | 237350.3037 | 20.5325 | 20.6325 | 20.5325 | 20.6325 | 0.25 | 900 | 0.0178 | 1086.6223 | 0.0048355
2017-08-05 03:15 | 21303.5 | 123.3125 | 20.6664 | 20.0125 | 0 | 1547.6156 | 539558.4926 | 898164.6214 | 0 | 673267.3231 | 224897.2984 | 20.5689 | 20.6689 | 20.5689 | 20.6689 | 0.125 | 450 | 0.023447 | 997.9607 | 0.0029285
2017-08-05 03:30 | 21306 | 123.5833 | 21.2729 | 20.1 | 268.4231 | 1347.8491 | 533363.667 | 685032.5596 | 0 | 495501.7139 | 189530.8458 | 21.2128 | 21.3128 | 21.2128 | 21.3128 | 0.083333 | 300 | 0.029095 | 761.1473 | 0.0018455
2017-08-05 03:45 | 21309 | 123.8333 | 21.9487 | 20.175 | 520.1777 | 703.5739 | 533363.667 | 491898.2971 | 41623.1438 | 296431.2548 | 153843.8985 | 21.8837 | 21.9837 | 21.8837 | 21.9837 | 0.083333 | 300 | 0.034743 | 546.5537 | 0.0015824
2017-08-05 04:00 | 21312 | 124.0833 | 22.625 | 19.9667 | 647.4851 | 443.9863 | 533363.667 | 416307.4572 | 101821.596 | 178115.8348 | 136370.0264 | 22.5554 | 22.6554 | 22.5554 | 22.6554 | 0.083333 | 300 | 0.04039 | 462.5638 | 0.0015569
2017-08-05 04:15 | 21314.5 | 124.3125 | 23.1397 | 19.675 | 565.2752 | 0 | 550176.6541 | 390575.7772 | 136776.7569 | 124483.1993 | 129315.8209 | 23.0936 | 23.1936 | 23.0936 | 23.1936 | 0.125 | 450 | 0.03859 | 433.9731 | 0.0020975
2017-08-05 04:30 | 21316.5 | 124.5625 | 23.7449 | 19.325 | 870.2895 | 180.5059 | 566989.6412 | 339174.3266 | 142841.2376 | 76020.7095 | 120312.3795 | 23.6787 | 23.7787 | 23.6787 | 23.7787 | 0.125 | 450 | 0.03679 | 376.8604 | 0.0017466
2017-08-05 04:45 | 21318.5 | 124.8125 | 24.0018 | 18.975 | 225.7611 | 0 | 566989.6412 | 310880.4546 | 171664.8513 | 25663.3668 | 113552.2364 | 23.95 | 24.05 | 23.95 | 24.05 | 0.125 | 450 | 0.03499 | 345.4227 | 0.0015071
2017-08-05 05:00 | 21320 | 125 | 23.9704 | 18.8 | 629.2086 | 0 | 566989.6412 | 322343.808 | 209685.7052 | 0 | 112658.1027 | 23.95 | 24.05 | 23.95 | 24.05 | 0.25 | 900 | 0.03319 | 358.1598 | 0.0029718
2017-08-05 05:15 | 21321 | 125.25 | 23.9713 | 18.575 | 508.4413 | 0 | 566989.6412 | 233661.7435 | 129615.2861 | 0 | 104046.4574 | 23.95 | 24.05 | 23.95 | 24.05 | 0.25 | 900 | 0.03496 | 259.6242 | 0.0022691
2017-08-05 05:30 | 21322 | 125.5 | 23.9558 | 18.35 | 207.3198 | 0 | 696064.4026 | 236980.6469 | 123825.2395 | 0 | 113155.4074 | 23.95 | 24.05 | 23.95 | 24.05 | 0.25 | 900 | 0.03673 | 263.3118 | 0.0024179
2017-08-05 05:45 | 21323 | 125.75 | 23.9511 | 18.125 | 125.58 | 0 | 696064.4026 | 156240.3691 | 50983.1306 | 0 | 105257.2386 | 23.95 | 24.05 | 23.95 | 24.05 | 0.25 | 900 | 0.0385 | 173.6004 | 0.0016709
2017-08-05 06:00 | 21324 | 126 | 23.9339 | 17.9 | 0 | 2.4819 | 696064.4026 | 134655.5198 | 31509.8709 | 0 | 103145.6489 | 23.95 | 24.05 | 23.95 | 24.05 | 0.25 | 900 | 0.04027 | 149.6172 | 0.0015063
2017-08-05 06:15 | 21325 | 126.25 | 24.0024 | 18.225 | 0 | 2.4713 | 696064.4026 | 101244.6733 | 1383.1968 | 0 | 99861.4765 | 23.95 | 24.05 | 23.95 | 24.05 | 0.25 | 900 | 0.040565 | 112.4941 | 0.0011408
2017-08-05 06:30 | 21326 | 126.5 | 24.0489 | 18.55 | 0 | 205.3998 | 832563.7912 | 99710.3571 | 0 | 0 | 99710.3571 | 23.95 | 24.05 | 23.95 | 24.05 | 0.25 | 900 | 0.04086 | 110.7893 | 0.0011317
2017-08-05 06:45 | 21327.5 | 126.8125 | 24.0523 | 19.0375 | 0 | 413.9301 | 832563.7912 | 205362.853 | 0 | 89181.355 | 116181.498 | 23.95 | 24.05 | 23.95 | 24.05 | 0.125 | 450 | 0.041155 | 228.1809 | 0.001163
2017-08-05 07:00 | 21329 | 127 | 24.0499 | 19.2 | 0 | 455.7863 | 832563.7912 | 233718.333 | 0 | 113469.6363 | 120248.6967 | 23.95 | 24.05 | 23.95 | 24.05 | 0.25 | 900 | 0.04145 | 259.687 | 0.002691
2017-08-05 07:15 | 21330 | 127.25 | 24.0429 | 19.45 | 0 | 564.5292 | 832563.7912 | 270704.4105 | 0 | 151781.9708 | 118922.4396 | 23.95 | 24.05 | 23.95 | 24.05 | 0.25 | 900 | 0.039773 | 300.7827 | 0.0029907
2017-08-05 07:30 | 21331 | 127.5 | 24.0419 | 19.7 | 0 | 686.7678 | 917156.0991 | 309793.9881 | 0 | 184630.5664 | 125163.4216 | 23.95 | 24.05 | 23.95 | 24.05 | 0.25 | 900 | 0.038095 | 344.2155 | 0.0032782
2017-08-05 07:45 | 21332 | 127.75 | 24.0427 | 19.95 | 0 | 778.1094 | 917156.0991 | 356553.0015 | 0 | 223914.7622 | 132638.2392 | 23.95 | 24.05 | 23.95 | 24.05 | 0.25 | 900 | 0.036417 | 396.17 | 0.0036069
2017-08-05 08:00 | 21333 | 128 | 24.0437 | 20.2 | 0 | 854.4712 | 917156.0991 | 391586.3815 | 0 | 253350.0377 | 138236.3438 | 23.95 | 24.05 | 23.95 | 24.05 | 0.25 | 900 | 0.03474 | 435.096 | 0.0037788
2017-08-05 08:15 | 21334 | 128.25 | 24.0495 | 20.525 | 0 | 785.9084 | 917156.0991 | 420484.4422 | 0 | 277626.174 | 142858.2681 | 23.95 | 24.05 | 23.95 | 24.05 | 0.25 | 900 | 0.026472 | 467.2049 | 0.003092
2017-08-05 08:30 | 21335 | 128.5 | 24.0499 | 20.85 | 0 | 860.3525 | 802160.3193 | 396400.6942 | 0 | 257391.5598 | 139009.1345 | 23.95 | 24.05 | 23.95 | 24.05 | 0.25 | 900 | 0.018205 | 440.4452 | 0.0020046
2017-08-05 08:45 | 21336 | 128.75 | 24.0499 | 21.175 | 0 | 926.7056 | 802160.3193 | 424361.0948 | 0 | 280869.95 | 143491.1448 | 23.95 | 24.05 | 23.95 | 24.05 | 0.25 | 900 | 0.0099375 | 471.5123 | 0.0011714
2017-08-05 09:00 | 21338 | 129.0833 | 23.5858 | 21.5167 | 0 | 1925.3549 | 802160.3193 | 466086.6516 | 0 | 316013.2806 | 150073.371 | 23.3878 | 23.4878 | 23.3878 | 23.4878 | 0.083333 | 300 | 0.00167 | 517.8741 | 7.2071e-05
2017-08-05 09:15 | 21341 | 129.3333 | 22.8734 | 21.5417 | 0 | 2629.5945 | 771066.7969 | 732301.7186 | 0 | 539569.0214 | 192732.6972 | 22.6355 | 22.7355 | 22.6355 | 22.7355 | 0.083333 | 300 | 0.000615 | 813.6686 | 4.1701e-05
2017-08-05 09:30 | 21344 | 129.5833 | 22.2991 | 21.5667 | 0 | 2931.9241 | 755520.0357 | 1021739.3131 | 0 | 782019.971 | 239719.3421 | 21.9557 | 22.0557 | 21.9557 | 22.0557 | 0.083333 | 300 | -0.00044 | 1135.2659 | -4.1626e-05
2017-08-05 09:45 | 21346.5 | 129.8125 | 21.8141 | 21.5875 | 0 | 3439.6859 | 755520.0357 | 1188944.6155 | 0 | 921364.8615 | 267579.7539 | 21.5167 | 21.6167 | 21.5167 | 21.6167 | 0.125 | 450 | -0.001495 | 1321.0496 | -0.00024567
2017-08-05 10:00 | 21348.5 | 130.0625 | 21.4705 | 21.75 | 0 | 3484.8205 | 755520.0357 | 1274194.5139 | 0 | 991648.8305 | 282545.6833 | 21.1898 | 21.2898 | 21.1898 | 21.2898 | 0.125 | 450 | -0.00255 | 1415.7717 | -0.00045132
2017-08-05 10:15 | 21350 | 130.25 | 21.2434 | 21.9 | 0 | 3581.2301 | 755520.0357 | 1272583.9447 | 0 | 989766.1113 | 282817.8333 | 21.0798 | 21.1798 | 21.0798 | 21.1798 | 0.25 | 900 | -0.0035575 | 1413.9822 | -0.0012576
2017-08-05 10:30 | 21351 | 130.5 | 21.0447 | 22.2 | 0 | 3590.8262 | 771370.9002 | 1267663.057 | 0 | 984845.2237 | 282817.8333 | 20.885 | 20.985 | 20.885 | 20.985 | 0.25 | 900 | -0.004565 | 1408.5145 | -0.0016075
2017-08-05 10:45 | 21352 | 130.75 | 20.8301 | 22.5 | 0 | 3598.9695 | 771370.9002 | 1263901.9317 | 0 | 981084.0984 | 282817.8333 | 20.7173 | 20.8173 | 20.7173 | 20.8173 | 0.25 | 900 | -0.0055725 | 1404.3355 | -0.0019564
2017-08-05 11:00 | 21353 | 131 | 20.6793 | 22.8 | 0 | 3497.8626 | 771370.9002 | 1254662.0099 | 0 | 973030.3101 | 281631.6999 | 20.5782 | 20.6782 | 20.5782 | 20.6782 | 0.25 | 900 | -0.00658 | 1394.0689 | -0.0022932
2017-08-05 11:15 | 21354 | 131.25 | 20.5636 | 23.15 | 0 | 3422.4868 | 771370.9002 | 1208855.496 | 0 | 934383.9861 | 274471.5099 | 20.4686 | 20.5686 | 20.4686 | 20.5686 | 0.25 | 900 | -0.008485 | 1343.1728 | -0.0028492
2017-08-05 11:30 | 21355.5 | 131.5625 | 20.4592 | 23.675 | 0 | 3260.0677 | 784741.6695 | 1160141.0091 | 0 | 893720.8525 | 266420.1566 | 20.3699 | 20.4699 | 20.3699 | 20.4699 | 0.125 | 450 | -0.01039 | 1289.0456 | -0.0016759
2017-08-05 11:45 | 21357.5 | 131.8125 | 20.426 | 24.025 | 0 | 3097.4357 | 784741.6695 | 1121075.924 | 0 | 861284.8557 | 259791.0683 | 20.3404 | 20.4404 | 20.3404 | 20.4404 | 0.125 | 450 | -0.012295 | 1245.6399 | -0.0019168
2017-08-05 12:00 | 21359 | 132 | 20.4181 | 24.2 | 0 | 3018.5979 | 784741.6695 | 1100361.0677 | 0 | 844102.8569 | 256258.2108 | 20.3331 | 20.4331 | 20.3331 | 20.4331 | 0.25 | 900 | -0.0142 | 1222.6234 | -0.0043403
2017-08-05 12:15 | 21360 | 132.25 | 20.4236 | 24.475 | 0 | 2888.8501 | 784741.6695 | 1072564.3419 | 0 | 821367.6554 | 251196.6865 | 20.3462 | 20.4462 | 20.3462 | 20.4462 | 0.25 | 900 | -0.019475 | 1191.7382 | -0.0058023
2017-08-05 12:30 | 21361 | 132.5 | 20.4539 | 24.75 | 0 | 2733.1454 | 774510.3167 | 1030668.6209 | 0 | 786775.8519 | 243892.769 | 20.3789 | 20.4789 | 20.3789 | 20.4789 | 0.25 | 900 | -0.02475 | 1145.1874 | -0.0070858
2017-08-05 12:45 | 21362 | 132.75 | 20.5018 | 25.025 | 0 | 2597.0724 | 774510.3167 | 990135.0292 | 0 | 753346.0124 | 236789.0168 | 20.4297 | 20.5297 | 20.4297 | 20.5297 | 0.25 | 900 | -0.030025 | 1100.15 | -0.008258
2017-08-05 13:00 | 21363 | 133 | 20.568 | 25.3 | 0 | 2472.1492 | 774510.3167 | 955499.5746 | 0 | 724869.7169 | 230629.8577 | 20.4975 | 20.5975 | 20.4975 | 20.5975 | 0.25 | 900 | -0.0353 | 1061.6662 | -0.0093692
2017-08-05 13:15 | 21364 | 133.25 | 20.6498 | 25.4 | 0 | 2360.7564 | 774510.3167 | 923641.9301 | 0 | 698717.0041 | 224924.926 | 20.5814 | 20.6814 | 20.5814 | 20.6814 | 0.25 | 900 | -0.032915 | 1026.2688 | -0.0084449
2017-08-05 13:30 | 21365.5 | 133.5625 | 20.7861 | 25.55 | 0 | 2261.1839 | 761050.4743 | 881365.0328 | 0 | 663696.9857 | 217668.0471 | 20.7125 | 20.8125 | 20.7125 | 20.8125 | 0.125 | 450 | -0.03053 | 979.2945 | -0.0037405
2017-08-05 13:45 | 21368.5 | 133.8438 | 20.915 | 25.675 | 0 | 2380.7788 | 761050.4743 | 897468.9002 | 0 | 677599.5336 | 219869.3666 | 20.827 | 20.927 | 20.827 | 20.927 | 0.0625 | 225 | -0.028145 | 997.1877 | -0.0017529
2017-08-05 14:00 | 21373.5 | 134.1042 | 21.0238 | 25.7417 | 0 | 2331.0217 | 761050.4743 | 896775.3044 | 0 | 677336.8212 | 219438.4832 | 20.9315 | 21.0315 | 20.9315 | 21.0315 | 0.041667 | 150 | -0.02576 | 996.417 | -0.001069
2017-08-05 14:15 | 21380 | 134.3571 | 21.1256 | 25.7929 | 0 | 2315.622 | 764962.8213 | 889882.7693 | 0 | 671751.7738 | 218130.9955 | 21.032 | 21.132 | 21.032 | 21.132 | 0.035714 | 128.5714 | -0.022995 | 988.7586 | -0.00081197
2017-08-05 14:30 | 21386.5 | 134.6042 | 21.2223 | 25.8417 | 0 | 2295.6113 | 765614.8792 | 884671.7329 | 0 | 667541.689 | 217130.0439 | 21.1294 | 21.2294 | 21.1294 | 21.2294 | 0.041667 | 150 | -0.02023 | 982.9686 | -0.0008284
2017-08-05 14:45 | 21392 | 134.85 | 21.3195 | 25.89 | 0 | 2270.0918 | 765614.8792 | 877854.4775 | 0 | 661969.9438 | 215884.5337 | 21.2278 | 21.3278 | 21.2278 | 21.3278 | 0.05 | 180 | -0.017465 | 975.3939 | -0.00085176
2017-08-05 15:00 | 21396.5 | 135.0938 | 21.4169 | 25.8813 | 0 | 2244.5197 | 765614.8792 | 868914.5512 | 0 | 654606.5966 | 214307.9545 | 21.3269 | 21.4269 | 21.3269 | 21.4269 | 0.0625 | 225 | -0.0147 | 965.4606 | -0.00088719
2017-08-05 15:15 | 21399.5 | 135.3125 | 21.4895 | 25.8625 | 0 | 2109.5012 | 799320.9803 | 861242.851 | 0 | 648218.0359 | 213024.8151 | 21.4043 | 21.5043 | 21.4043 | 21.5043 | 0.125 | 450 | -0.014563 | 956.9365 | -0.0017426
2017-08-05 15:30 | 21402 | 135.5833 | 21.6089 | 25.8333 | 0 | 2009.7548 | 833027.0814 | 815119.8819 | 0 | 609480.7367 | 205639.1452 | 21.5221 | 21.6221 | 21.5221 | 21.6221 | 0.083333 | 300 | -0.014425 | 905.6888 | -0.0010887
2017-08-05 15:45 | 21406.5 | 135.8542 | 21.7311 | 25.8042 | 0 | 1841.1199 | 833027.0814 | 758080.8805 | 0 | 561567.7977 | 196513.0828 | 21.6371 | 21.7371 | 21.6371 | 21.7371 | 0.041667 | 150 | -0.014287 | 842.3121 | -0.00050047
2017-08-05 16:00 | 21412.5 | 136.1042 | 21.8285 | 25.6542 | 0 | 1832.1065 | 833027.0814 | 726478.6196 | 0 | 535031.8069 | 191446.8127 | 21.7335 | 21.8335 | 21.7335 | 21.8335 | 0.041667 | 150 | -0.01415 | 807.1985 | -0.00047655
2017-08-05 16:15 | 21418 | 136.35 | 21.9103 | 25.485 | 0 | 1810.2304 | 1009965.3238 | 714951.7642 | 0 | 525225.2077 | 189726.5565 | 21.8157 | 21.9157 | 21.8157 | 21.9157 | 0.05 | 180 | -0.01104 | 794.3908 | -0.0004385
2017-08-05 16:30 | 21422.5 | 136.5938 | 21.9782 | 25.3188 | 0 | 1778.2642 | 1054199.8844 | 703362.5932 | 0 | 515343.255 | 188019.3382 | 21.8845 | 21.9845 | 21.8845 | 21.9845 | 0.0625 | 225 | -0.00793 | 781.514 | -0.00038746
2017-08-05 16:45 | 21425.5 | 136.8125 | 22.0196 | 25.1875 | 0 | 1844.6283 | 1054199.8844 | 695727.6786 | 0 | 506773.8591 | 188953.8195 | 21.9293 | 22.0293 | 21.9293 | 22.0293 | 0.125 | 450 | -0.00482 | 773.0308 | -0.00046594
2017-08-05 17:00 | 21427.5 | 137.0625 | 21.863 | 25.0375 | 0 | 2638.9053 | 1054199.8844 | 717555.2022 | 0 | 520855.616 | 196699.5862 | 21.7601 | 21.8601 | 21.7601 | 21.8601 | 0.125 | 450 | -0.00171 | 797.2836 | -0.00017001
2017-08-05 17:15 | 21429.5 | 137.3125 | 21.4778 | 24.9125 | 0 | 2909.0819 | 1192191.7455 | 848797.6761 | 0 | 628751.5561 | 220046.12 | 21.3626 | 21.4626 | 21.3626 | 21.4626 | 0.125 | 450 | -0.000955 | 943.1085 | -0.00011165
2017-08-05 17:30 | 21432 | 137.5833 | 21.0363 | 24.7667 | 0 | 3224.6115 | 1330183.6065 | 1061267.4093 | 0 | 806439.9542 | 254827.455 | 20.8887 | 20.9887 | 20.8887 | 20.9887 | 0.083333 | 300 | -0.0002 | 1179.186 | -1.9653e-05
2017-08-05 17:45 | 21435 | 137.8333 | 20.6848 | 24.6417 | 0 | 3568.6848 | 1330183.6065 | 1156106.17 | 0 | 885100.4499 | 271005.7201 | 20.4798 | 20.5798 | 20.4798 | 20.5798 | 0.083333 | 300 | 0.000555 | 1284.5624 | 5.9411e-05
2017-08-05 18:00 | 21437.5 | 138.0625 | 20.3919 | 24.475 | 0 | 3620.0755 | 1330183.6065 | 1212796.9286 | 0 | 931759.5283 | 281037.4003 | 20.1468 | 20.2468 | 20.1468 | 20.2468 | 0.125 | 450 | 0.00131 | 1347.5521 | 0.00022022
2017-08-05 18:15 | 21439.5 | 138.3125 | 20.1258 | 24.225 | 0 | 3720.0324 | 1374632.6964 | 1260941.7763 | 0 | 970968.2753 | 289973.5009 | 19.95 | 20.05 | 19.95 | 20.05 | 0.125 | 450 | 0.015548 | 1401.0464 | 0.0027211
2017-08-05 18:30 | 21442 | 138.5833 | 20.0351 | 23.9333 | 0 | 3216.8556 | 1419081.7863 | 1212280.0171 | 0 | 930720.4273 | 281559.5899 | 19.95 | 20.05 | 19.95 | 20.05 | 0.083333 | 300 | 0.029785 | 1346.9778 | 0.0033433
2017-08-05 18:45 | 21446 | 138.85 | 20.1339 | 23.65 | 0 | 2799.002 | 1419081.7863 | 1090123.9923 | 0 | 832850.6467 | 257273.3457 | 20.0429 | 20.1429 | 20.0429 | 20.1429 | 0.05 | 180 | 0.044022 | 1211.2489 | 0.0026661
2017-08-05 19:00 | 21450.5 | 139.0938 | 20.498 | 23.4875 | 0 | 2033.0084 | 1419081.7863 | 968467.1151 | 0 | 732044.0258 | 236423.0893 | 20.4046 | 20.5046 | 20.4046 | 20.5046 | 0.0625 | 225 | 0.05826 | 1076.0746 | 0.0039271
2017-08-05 19:15 | 21454.5 | 139.3438 | 20.9494 | 23.3375 | 43.6241 | 1479.1795 | 1398902.0723 | 739281.0747 | 0 | 541138.0285 | 198143.0461 | 20.8802 | 20.9802 | 20.8802 | 20.9802 | 0.0625 | 225 | 0.063973 | 821.4234 | 0.0033037
2017-08-05 19:30 | 21458 | 139.5833 | 21.4995 | 23.2 | 247.5224 | 1111.8941 | 1392175.501 | 566162.6919 | 4559.4905 | 392841.1799 | 168762.0216 | 21.4386 | 21.5386 | 21.4386 | 21.5386 | 0.083333 | 300 | 0.069685 | 629.0697 | 0.0036531
2017-08-05 19:45 | 21461 | 139.8333 | 22.3199 | 23.05 | 802.35 | 881.364 | 1392175.501 | 457331.1283 | 39057.2008 | 270421.5883 | 147852.3392 | 22.2552 | 22.3552 | 22.2552 | 22.3552 | 0.083333 | 300 | 0.075398 | 508.1457 | 0.0031927
2017-08-05 20:00 | 21464 | 140.0833 | 23.2121 | 22.7333 | 887.8705 | 575.9566 | 1392175.501 | 469336.5177 | 141461.9701 | 185996.7065 | 141877.841 | 23.1377 | 23.2377 | 23.1377 | 23.2377 | 0.083333 | 300 | 0.08111 | 521.485 | 0.0035248
2017-08-05 20:15 | 21466.5 | 140.3125 | 23.7237 | 22.4 | 453.1569 | 0 | 1384885.2558 | 487045.8014 | 194824.6934 | 151546.848 | 140674.2601 | 23.6897 | 23.7897 | 23.6897 | 23.7897 | 0.125 | 450 | 0.084135 | 541.162 | 0.0056929
2017-08-05 20:30 | 21468.5 | 140.5625 | 24.0023 | 22 | 16.2117 | 64.6293 | 1377595.0107 | 355298.2343 | 152725.488 | 80418.9516 | 122153.7947 | 23.95 | 24.05 | 23.95 | 24.05 | 0.125 | 450 | 0.08716 | 394.7758 | 0.0044058
2017-08-05 20:45 | 21470.5 | 140.8125 | 23.969 | 21.6 | 179.0097 | 0 | 1377595.0107 | 177558.3375 | 68052.4164 | 10202.0468 | 99303.8743 | 23.95 | 24.05 | 23.95 | 24.05 | 0.125 | 450 | 0.090185 | 197.287 | 0.0022642
2017-08-05 21:00 | 21472.5 | 141.0625 | 23.9775 | 21.1625 | 25.2843 | 0 | 1377595.0107 | 109762.9877 | 17846.69 | 0 | 91916.2977 | 23.95 | 24.05 | 23.95 | 24.05 | 0.125 | 450 | 0.09321 | 121.9589 | 0.001438
2017-08-05 21:15 | 21474.5 | 141.3125 | 24.0146 | 20.6875 | 20.2053 | 0 | 1320869.2135 | 90000 | 0 | 0 | 90000 | 23.95 | 24.05 | 23.95 | 24.05 | 0.125 | 450 | 0.092497 | 100 | 0.0011562
2017-08-05 21:30 | 21476.5 | 141.5625 | 24.0496 | 20.2125 | 0 | 37.2278 | 1264143.4163 | 92175.4417 | 0 | 1819.569 | 90355.8727 | 23.95 | 24.05 | 23.95 | 24.05 | 0.125 | 450 | 0.091785 | 102.4172 | 0.0011732
2017-08-05 21:45 | 21478.5 | 141.8125 | 24.0499 | 19.7375 | 0 | 55.7106 | 1264143.4163 | 102877.0514 | 0 | 10772.6456 | 92104.4057 | 23.95 | 24.05 | 23.95 | 24.05 | 0.125 | 450 | 0.091073 | 114.3078 | 0.0012941
2017-08-05 22:00 | 21480 | 142 | 24.05 | 19.5 | 0 | 71.57 | 1264143.4163 | 111403.2194 | 0 | 17906.1533 | 93497.0661 | 23.95 | 24.05 | 23.95 | 24.05 | 0.25 | 900 | 0.09036 | 123.7814 | 0.0027962
2017-08-05 22:15 | 21481 | 142.25 | 24.0481 | 19.25 | 0 | 37.6638 | 1264143.4163 | 117253.6229 | 0 | 22810.2708 | 94443.3521 | 23.95 | 24.05 | 23.95 | 24.05 | 0.25 | 900 | 0.0874 | 130.2818 | 0.0028467
2017-08-05 22:30 | 21482.5 | 142.5625 | 24.0493 | 18.875 | 0 | 30.135 | 1009469.0009 | 104178.6887 | 0 | 11872.0567 | 92306.632 | 23.95 | 24.05 | 23.95 | 24.05 | 0.125 | 450 | 0.08444 | 115.7541 | 0.0012227
2017-08-05 22:45 | 21484.5 | 142.8125 | 24.0499 | 18.625 | 0 | 28.5069 | 1009469.0009 | 102340.19 | 0 | 10335.5077 | 92004.6823 | 23.95 | 24.05 | 23.95 | 24.05 | 0.125 | 450 | 0.08148 | 113.7113 | 0.0011587
2017-08-05 23:00 | 21486 | 143 | 24.05 | 18.5 | 0 | 24.8608 | 1009469.0009 | 101654.9982 | 0 | 9763.3107 | 91891.6874 | 23.95 | 24.05 | 23.95 | 24.05 | 0.25 | 900 | 0.07852 | 112.95 | 0.0022172
2017-08-05 23:15 | 21487 | 143.25 | 24.0313 | 18.2 | 0 | 0.033257 | 1009469.0009 | 99102.5786 | 0 | 7626.5062 | 91476.0724 | 23.95 | 24.05 | 23.95 | 24.05 | 0.25 | 900 | 0.078077 | 110.114 | 0.0021494
2017-08-05 23:30 | 21488 | 143.5 | 23.9924 | 17.9 | 0 | 1.7553 | 787730.259 | 90000 | 0 | 0 | 90000 | 23.95 | 24.05 | 23.95 | 24.05 | 0.25 | 900 | 0.077635 | 100 | 0.0019409
2017-08-05 23:45 | 21489.5 | 143.8125 | 24.1057 | 17.45 | 466.3875 | 0 | 787730.259 | 92082.7475 | 1877.0734 | 0 | 90205.6741 | 24.0995 | 24.1995 | 24.0995 | 24.1995 | 0.125 | 450 | 0.077192 | 102.3142 | 0.00098575
2017-08-06 | 21491 | 144 | 24.3472 | 17.3 | 0 | 23.5837 | 787730.259 | 94165.4949 | 3754.1468 | 0 | 90411.3481 | 24.249 | 24.349 | 24.249 | 24.349 | 0.25 | 900 | 0.077192 | 104.6283 | 0.0020191

## Details_2025-09-24
datetime | Unnamed: 0 | sim_time | Zone Air Temperature,LIVING_UNIT1 | Site Outdoor Air Drybulb Temperature,ENVIRONMENT | Zone Air System Sensible Heating Rate,LIVING_UNIT1 | Zone Air System Sensible Cooling Rate,LIVING_UNIT1 | Electricity:Building | Electricity:HVAC | Heating:Electricity | Cooling:Electricity | Fans:Electricity | Zone Thermostat Heating Setpoint Temperature,LIVING_UNIT1 | Zone Thermostat Cooling Setpoint Temperature,LIVING_UNIT1 | Zone Temperature Control,Heating Setpoint,LIVING_UNIT1 | Zone Temperature Control,Cooling Setpoint,LIVING_UNIT1 | dt_hours | dt_seconds | current_price | P_total_W | step_cost_real
2017-09-24 | 23779 | 120 | 22.4008 | 12.2 | 0 | 35.9851 | 787730.259 | 90000 | 0 | 0 | 0 | 22.35 | 22.45 | 22.35 | 22.45 | 0.25 | 900 | 0.0734 | 0 | 0
2017-09-24 00:15 | 23780 | 120.25 | 22.4189 | 12.075 | 182.4435 | 0 | 787730.259 | 90000 | 0 | 0 | 90000 | 22.4162 | 22.5162 | 22.4162 | 22.5162 | 0.25 | 900 | 0.072238 | 100 | 0.0018059
2017-09-24 00:30 | 23781 | 120.5 | 22.4607 | 11.95 | 208.2301 | 0 | 613262.9701 | 159053.3523 | 61822.0739 | 0 | 97231.2784 | 22.4714 | 22.5714 | 22.4714 | 22.5714 | 0.25 | 900 | 0.071075 | 176.7259 | 0.0031402
2017-09-24 00:45 | 23782 | 120.75 | 22.5045 | 11.825 | 266.3243 | 0 | 613262.9701 | 167932.0749 | 69759.0588 | 0 | 98173.0161 | 22.5158 | 22.6158 | 22.5158 | 22.6158 | 0.25 | 900 | 0.069913 | 186.5912 | 0.0032613
2017-09-24 01:00 | 23783 | 121 | 22.5399 | 11.7 | 339.5834 | 0 | 613262.9701 | 186632.9743 | 86483.8546 | 0 | 100149.1197 | 22.5494 | 22.6494 | 22.5494 | 22.6494 | 0.25 | 900 | 0.06875 | 207.37 | 0.0035642
2017-09-24 01:15 | 23784 | 121.25 | 22.5736 | 11.725 | 410.628 | 0 | 613262.9701 | 209936.0715 | 107320.969 | 0 | 102615.1026 | 22.5724 | 22.6724 | 22.5724 | 22.6724 | 0.25 | 900 | 0.068698 | 233.2623 | 0.0040061
2017-09-24 01:30 | 23785 | 121.5 | 22.5986 | 11.75 | 456.0065 | 0 | 562337.4017 | 231928.3617 | 127004.4562 | 0 | 104923.9055 | 22.5965 | 22.6965 | 22.5965 | 22.6965 | 0.25 | 900 | 0.068645 | 257.6982 | 0.0044224
2017-09-24 01:45 | 23786 | 121.75 | 22.6245 | 11.775 | 514.2851 | 0 | 562337.4017 | 245778.8118 | 139403.331 | 0 | 106375.4808 | 22.6216 | 22.7216 | 22.6216 | 22.7216 | 0.25 | 900 | 0.068593 | 273.0876 | 0.0046829
2017-09-24 02:00 | 23787 | 122 | 22.6511 | 11.8 | 561.3257 | 0 | 562337.4017 | 263660.7642 | 155410.8934 | 0 | 108249.8707 | 22.6476 | 22.7476 | 22.6476 | 22.7476 | 0.25 | 900 | 0.06854 | 292.9564 | 0.0050198
2017-09-24 02:15 | 23788 | 122.25 | 22.6858 | 11.725 | 611.8311 | 0 | 562337.4017 | 278031.0194 | 168276.7926 | 0 | 109754.2269 | 22.6743 | 22.7743 | 22.6743 | 22.7743 | 0.25 | 900 | 0.070078 | 308.9234 | 0.0054121
2017-09-24 02:30 | 23789 | 122.5 | 22.7064 | 11.65 | 621.5848 | 0 | 545753.3182 | 294132.6238 | 182667.8795 | 0 | 111464.7442 | 22.6943 | 22.7943 | 22.6943 | 22.7943 | 0.25 | 900 | 0.071615 | 326.814 | 0.0058512
2017-09-24 02:45 | 23790 | 122.75 | 22.7205 | 11.575 | 649.0534 | 0 | 545753.3182 | 297419.4179 | 185589.8157 | 0 | 111829.6022 | 22.7076 | 22.8076 | 22.7076 | 22.8076 | 0.25 | 900 | 0.073152 | 330.466 | 0.0060436
2017-09-24 03:00 | 23791 | 123 | 22.728 | 11.5 | 660.2189 | 0 | 545753.3182 | 306244.7695 | 193466.2518 | 0 | 112778.5177 | 22.7147 | 22.8147 | 22.7147 | 22.8147 | 0.25 | 900 | 0.07469 | 340.272 | 0.0063537
2017-09-24 03:15 | 23792 | 123.25 | 22.7244 | 11.575 | 665.974 | 0 | 545753.3182 | 310079.058 | 196876.1556 | 0 | 113202.9025 | 22.7157 | 22.8157 | 22.7157 | 22.8157 | 0.25 | 900 | 0.07274 | 344.5323 | 0.0062653
2017-09-24 03:30 | 23793 | 123.5 | 22.7311 | 11.65 | 702.6203 | 0 | 533363.667 | 311222.5071 | 197919.6507 | 0 | 113302.8563 | 22.7224 | 22.8224 | 22.7224 | 22.8224 | 0.25 | 900 | 0.07079 | 345.8028 | 0.0061198
2017-09-24 03:45 | 23794 | 123.75 | 22.7431 | 11.725 | 720.9791 | 0 | 533363.667 | 322103.4882 | 207676.0413 | 0 | 114427.4469 | 22.7344 | 22.8344 | 22.7344 | 22.8344 | 0.25 | 900 | 0.06884 | 357.8928 | 0.0061593
2017-09-24 04:00 | 23795 | 124 | 22.7605 | 11.8 | 749.3003 | 0 | 533363.667 | 327294.5469 | 212342.7941 | 0 | 114951.7528 | 22.7514 | 22.8514 | 22.7514 | 22.8514 | 0.25 | 900 | 0.06689 | 363.6606 | 0.0060813
2017-09-24 04:15 | 23796 | 124.25 | 22.7813 | 11.875 | 764.5747 | 0 | 533363.667 | 335500.9467 | 219709.0247 | 0 | 115791.922 | 22.7732 | 22.8732 | 22.7732 | 22.8732 | 0.25 | 900 | 0.063473 | 372.7788 | 0.0059153
2017-09-24 04:30 | 23797 | 124.5 | 22.8055 | 11.95 | 826.6518 | 0 | 566989.6412 | 339700.9618 | 223490.8816 | 0 | 116210.0803 | 22.7995 | 22.8995 | 22.7995 | 22.8995 | 0.25 | 900 | 0.060055 | 377.4455 | 0.0056669
2017-09-24 04:45 | 23798 | 124.75 | 22.8366 | 12.025 | 872.9708 | 0 | 566989.6412 | 358004.4153 | 239897.8313 | 0 | 118106.584 | 22.83 | 22.93 | 22.83 | 22.93 | 0.25 | 900 | 0.056638 | 397.7827 | 0.0056324
2017-09-24 05:00 | 23799 | 125 | 22.8712 | 12.1 | 912.2761 | 0 | 566989.6412 | 371549.5499 | 252048.3735 | 0 | 119501.1765 | 22.8644 | 22.9644 | 22.8644 | 22.9644 | 0.25 | 900 | 0.05322 | 412.8328 | 0.0054927
2017-09-24 05:15 | 23800 | 125.25 | 22.9251 | 12.15 | 914.0697 | 0 | 566989.6412 | 382869.8922 | 262209.4775 | 0 | 120660.4147 | 22.9022 | 23.0022 | 22.9022 | 23.0022 | 0.25 | 900 | 0.052875 | 425.411 | 0.0056234
2017-09-24 05:30 | 23801 | 125.5 | 22.964 | 12.2 | 877.7585 | 0 | 696064.4026 | 383429.8676 | 262728.7827 | 0 | 120701.0849 | 22.9413 | 23.0413 | 22.9413 | 23.0413 | 0.25 | 900 | 0.05253 | 426.0332 | 0.0055949
2017-09-24 05:45 | 23802 | 125.75 | 23.0036 | 12.25 | 846.7026 | 0 | 696064.4026 | 371916.6626 | 252437.4107 | 0 | 119479.2518 | 22.9814 | 23.0814 | 22.9814 | 23.0814 | 0.25 | 900 | 0.052185 | 413.2407 | 0.0053912
2017-09-24 06:00 | 23803 | 126 | 23.0432 | 12.3 | 828.7256 | 0 | 696064.4026 | 362315.7468 | 243857.0519 | 0 | 118458.6949 | 23.0223 | 23.1223 | 23.0223 | 23.1223 | 0.25 | 900 | 0.05184 | 402.5731 | 0.0052173
2017-09-24 06:15 | 23804 | 126.25 | 23.068 | 12.2 | 808.8662 | 0 | 696064.4026 | 356625.4063 | 238777.6328 | 0 | 117847.7735 | 23.0636 | 23.1636 | 23.0636 | 23.1636 | 0.25 | 900 | 0.060443 | 396.2505 | 0.0059876
2017-09-24 06:30 | 23805 | 126.5 | 23.0983 | 12.1 | 840.1195 | 0 | 832563.7912 | 351156.9244 | 233848.4614 | 0 | 117308.463 | 23.0939 | 23.1939 | 23.0939 | 23.1939 | 0.25 | 900 | 0.069045 | 390.1744 | 0.0067349
2017-09-24 06:45 | 23806 | 126.75 | 23.1173 | 12 | 715.7748 | 0 | 832563.7912 | 361506.2072 | 243082.347 | 0 | 118423.8603 | 23.1139 | 23.2139 | 23.1139 | 23.2139 | 0.25 | 900 | 0.077647 | 401.6736 | 0.0077972
2017-09-24 07:00 | 23807 | 127 | 23.1268 | 11.9 | 628.2058 | 0 | 832563.7912 | 324708.105 | 210107.8422 | 0 | 114600.2627 | 23.1245 | 23.2245 | 23.1245 | 23.2245 | 0.25 | 900 | 0.08625 | 360.7868 | 0.0077795
2017-09-24 07:15 | 23808 | 127.25 | 23.1343 | 12.075 | 553.2761 | 0 | 832563.7912 | 298757.5256 | 186851.5352 | 0 | 111905.9904 | 23.1265 | 23.2265 | 23.1265 | 23.2265 | 0.25 | 900 | 0.093955 | 331.9528 | 0.0077972
2017-09-24 07:30 | 23809 | 127.5 | 23.1488 | 12.25 | 528.2877 | 0 | 917156.0991 | 274969.8555 | 165599.7818 | 0 | 109370.0737 | 23.1416 | 23.2416 | 23.1416 | 23.2416 | 0.25 | 900 | 0.10166 | 305.5221 | 0.0077648
2017-09-24 07:45 | 23810 | 127.75 | 23.1746 | 12.425 | 475.3984 | 0 | 917156.0991 | 266463.8097 | 158022.2404 | 0 | 108441.5693 | 23.1684 | 23.2684 | 23.1684 | 23.2684 | 0.25 | 900 | 0.10937 | 296.0709 | 0.0080949
2017-09-24 08:00 | 23811 | 128 | 23.2108 | 12.6 | 425.165 | 0 | 917156.0991 | 249613.677 | 142967.0282 | 0 | 106646.6488 | 23.2057 | 23.3057 | 23.2057 | 23.3057 | 0.25 | 900 | 0.11707 | 277.3485 | 0.0081173
2017-09-24 08:15 | 23812 | 128.25 | 23.2616 | 12.725 | 512.5124 | 0 | 917156.0991 | 233668.9266 | 128715.6325 | 0 | 104953.2941 | 23.2523 | 23.3523 | 23.2523 | 23.3523 | 0.25 | 900 | 0.10799 | 259.6321 | 0.0070094
2017-09-24 08:30 | 23813 | 128.5 | 23.3113 | 12.85 | 420.9633 | 0 | 802160.3193 | 259775.3568 | 152130.4221 | 0 | 107644.9347 | 23.3033 | 23.4033 | 23.3033 | 23.4033 | 0.25 | 900 | 0.09891 | 288.6393 | 0.0071373
2017-09-24 08:45 | 23814 | 128.75 | 23.3645 | 12.975 | 344.5483 | 0 | 802160.3193 | 231542.9281 | 126853.4416 | 0 | 104689.4865 | 23.3576 | 23.4576 | 23.3576 | 23.4576 | 0.25 | 900 | 0.08983 | 257.2699 | 0.0057776
2017-09-24 09:00 | 23815 | 129 | 23.4205 | 13.1 | 260.7426 | 0 | 802160.3193 | 207970.2223 | 105744.7507 | 0 | 102225.4716 | 23.4146 | 23.5146 | 23.4146 | 23.5146 | 0.25 | 900 | 0.08075 | 231.078 | 0.0046649
2017-09-24 09:15 | 23816.5 | 129.3125 | 23.5111 | 13.625 | 265.0058 | 0 | 778840.1775 | 176269.0877 | 77358.2657 | 0 | 98910.822 | 23.5118 | 23.6118 | 23.5118 | 23.6118 | 0.125 | 450 | 0.076813 | 195.8545 | 0.0018847
2017-09-24 09:30 | 23818.5 | 129.5625 | 23.5968 | 13.975 | 198.241 | 0 | 755520.0357 | 161135.609 | 63816.2052 | 0 | 97319.4037 | 23.5959 | 23.6959 | 23.5959 | 23.6959 | 0.125 | 450 | 0.072875 | 179.0396 | 0.0016372
2017-09-24 09:45 | 23820.5 | 129.8125 | 23.6914 | 14.325 | 196.0011 | 15.9471 | 755520.0357 | 150604.8277 | 54394.7836 | 0 | 96210.0441 | 23.6928 | 23.7928 | 23.6928 | 23.7928 | 0.125 | 450 | 0.068937 | 167.3387 | 0.0014428
2017-09-24 10:00 | 23822 | 130 | 23.754 | 14.5 | 0 | 30.2421 | 755520.0357 | 149313.3686 | 53247.7912 | 0 | 96065.5774 | 23.7439 | 23.8439 | 23.7439 | 23.8439 | 0.25 | 900 | 0.065 | 165.9037 | 0.0026959
2017-09-24 10:15 | 23823 | 130.25 | 23.8531 | 14.55 | 138.8754 | 0 | 755520.0357 | 153234.1822 | 56792.5593 | 0 | 96441.6229 | 23.8536 | 23.9536 | 23.8536 | 23.9536 | 0.25 | 900 | 0.063245 | 170.2602 | 0.002692
2017-09-24 10:30 | 23824 | 130.5 | 23.9375 | 14.6 | 117.6487 | 0 | 771370.9002 | 141447.8243 | 46209.7354 | 0 | 95238.0889 | 23.9445 | 24.0445 | 23.9445 | 24.0445 | 0.25 | 900 | 0.06149 | 157.1642 | 0.002416
2017-09-24 10:45 | 23825 | 130.75 | 23.9451 | 14.65 | 19.4558 | 0 | 771370.9002 | 135026.092 | 40444.3243 | 0 | 94581.7677 | 23.95 | 24.05 | 23.95 | 24.05 | 0.25 | 900 | 0.059735 | 150.029 | 0.0022405
2017-09-24 11:00 | 23826 | 131 | 23.946 | 14.7 | 51.3208 | 0 | 771370.9002 | 104922.3602 | 13404.7166 | 0 | 91517.6436 | 23.95 | 24.05 | 23.95 | 24.05 | 0.25 | 900 | 0.05798 | 116.5804 | 0.0016898
2017-09-24 11:15 | 23827.5 | 131.3125 | 23.9614 | 15.225 | 39.3242 | 0 | 778056.2848 | 110241.4959 | 18187.113 | 0 | 92054.383 | 23.95 | 24.05 | 23.95 | 24.05 | 0.125 | 450 | 0.05026 | 122.4906 | 0.00077139
2017-09-24 11:30 | 23829.5 | 131.5625 | 23.9561 | 15.575 | 0 | 22.0619 | 784741.6695 | 103683.1556 | 12299.6084 | 0 | 91383.5471 | 23.95 | 24.05 | 23.95 | 24.05 | 0.125 | 450 | 0.04254 | 115.2035 | 0.00061362
2017-09-24 11:45 | 23831.5 | 131.8125 | 23.9479 | 15.925 | 16.195 | 8.8242 | 784741.6695 | 99438.3253 | 8487.5139 | 0 | 90950.8115 | 23.95 | 24.05 | 23.95 | 24.05 | 0.125 | 450 | 0.03482 | 110.487 | 0.00048143
2017-09-24 12:00 | 23833 | 132 | 23.9502 | 16.1 | 25.8999 | 0 | 784741.6695 | 97786.2079 | 7003.5044 | 0 | 90782.7035 | 23.95 | 24.05 | 23.95 | 24.05 | 0.25 | 900 | 0.0271 | 108.6513 | 0.00073611
2017-09-24 12:15 | 23834 | 132.25 | 23.9467 | 16.2 | 23.2562 | 0 | 784741.6695 | 96361.2872 | 5724.0946 | 0 | 90637.1926 | 23.95 | 24.05 | 23.95 | 24.05 | 0.25 | 900 | 0.02267 | 107.0681 | 0.00060681
2017-09-24 12:30 | 23835 | 132.5 | 23.9466 | 16.3 | 68.1504 | 0 | 774510.3167 | 111318.106 | 10446.1969 | 0 | 100871.909 | 23.95 | 24.05 | 23.95 | 24.05 | 0.25 | 900 | 0.01824 | 123.6868 | 0.00056401
2017-09-24 12:45 | 23836 | 132.75 | 23.9487 | 16.4 | 99.8481 | 0 | 774510.3167 | 124039.0414 | 21896.6085 | 0 | 102142.433 | 23.95 | 24.05 | 23.95 | 24.05 | 0.25 | 900 | 0.01381 | 137.8212 | 0.00047583
2017-09-24 13:00 | 23837 | 133 | 23.9503 | 16.5 | 120.0471 | 0 | 774510.3167 | 132890.0773 | 29866.1045 | 0 | 103023.9727 | 23.95 | 24.05 | 23.95 | 24.05 | 0.25 | 900 | 0.00938 | 147.6556 | 0.00034625
2017-09-24 13:15 | 23838 | 133.25 | 23.9576 | 16.375 | 137.7808 | 0 | 774510.3167 | 138374.1429 | 34806.269 | 0 | 103567.8739 | 23.9499 | 24.0499 | 23.9499 | 24.0499 | 0.25 | 900 | 0.010393 | 153.749 | 0.00039946
2017-09-24 13:30 | 23839 | 133.5 | 23.9578 | 16.25 | 133.027 | 0 | 761050.4743 | 143910.0117 | 39784.4049 | 0 | 104125.6068 | 23.9499 | 24.0499 | 23.9499 | 24.0499 | 0.25 | 900 | 0.011405 | 159.9 | 0.00045591
2017-09-24 13:45 | 23840 | 133.75 | 23.958 | 16.125 | 148.1619 | 0 | 761050.4743 | 142882.2375 | 38853.9549 | 0 | 104028.2826 | 23.9499 | 24.0499 | 23.9499 | 24.0499 | 0.25 | 900 | 0.012417 | 158.758 | 0.00049284
2017-09-24 14:00 | 23841 | 134 | 23.9581 | 16 | 157.1869 | 0 | 761050.4743 | 147652.4486 | 43141.0698 | 0 | 104511.3787 | 23.9499 | 24.0499 | 23.9499 | 24.0499 | 0.25 | 900 | 0.01343 | 164.0583 | 0.00055083
2017-09-24 14:15 | 23842.5 | 134.3125 | 23.9558 | 15.6625 | 153.5776 | 0 | 763332.6768 | 149546.791 | 47183.5114 | 0 | 102363.2797 | 23.95 | 24.05 | 23.95 | 24.05 | 0.125 | 450 | 0.01355 | 166.1631 | 0.00028158
2017-09-24 14:30 | 23844 | 134.5 | 23.9514 | 15.55 | 178.3417 | 0 | 765614.8792 | 148418.8399 | 48512.7516 | 0 | 99906.0884 | 23.95 | 24.05 | 23.95 | 24.05 | 0.25 | 900 | 0.01367 | 164.9098 | 0.00056358
2017-09-24 14:45 | 23845 | 134.75 | 23.9617 | 15.325 | 202.1859 | 0 | 765614.8792 | 143390.0047 | 48011.8977 | 0 | 95378.107 | 23.95 | 24.05 | 23.95 | 24.05 | 0.25 | 900 | 0.01379 | 159.3222 | 0.00054926
2017-09-24 15:00 | 23847 | 135.0833 | 23.3801 | 15.0333 | 195.8234 | 788.7605 | 765614.8792 | 112179.5586 | 19940.0889 | 0 | 92239.4696 | 23.3316 | 23.4316 | 23.3316 | 23.4316 | 0.083333 | 300 | 0.01391 | 124.644 | 0.00014448
2017-09-24 15:15 | 23849 | 135.25 | 23.1855 | 15 | 0 | 23.0662 | 765614.8792 | 90000 | 0 | 0 | 90000 | 23.0858 | 23.1858 | 23.0858 | 23.1858 | 0.25 | 900 | 0.024217 | 100 | 0.00060544
2017-09-24 15:30 | 23850 | 135.5 | 23.3396 | 14.9 | 462.5512 | 0 | 833027.0814 | 369062.7764 | 52528.9455 | 183927.9172 | 132605.9138 | 23.3252 | 23.4252 | 23.3252 | 23.4252 | 0.25 | 900 | 0.034525 | 410.0698 | 0.0035394
2017-09-24 15:45 | 23851 | 135.75 | 23.5326 | 14.8 | 0 | 30.3662 | 833027.0814 | 234263.2123 | 129630.8964 | 0 | 104632.3158 | 23.5316 | 23.6316 | 23.5316 | 23.6316 | 0.25 | 900 | 0.044832 | 260.2925 | 0.0029174
2017-09-24 16:00 | 23852 | 136 | 23.7004 | 14.7 | 251.5996 | 0 | 833027.0814 | 90000 | 0 | 0 | 90000 | 23.7013 | 23.8013 | 23.7013 | 23.8013 | 0.25 | 900 | 0.05514 | 100 | 0.0013785
2017-09-24 16:15 | 23853 | 136.25 | 23.8075 | 14.35 | 287.5619 | 0 | 833027.0814 | 174433.9835 | 75851.4888 | 0 | 98582.4947 | 23.8343 | 23.9343 | 23.8343 | 23.9343 | 0.25 | 900 | 0.059443 | 193.8155 | 0.0028802
2017-09-24 16:30 | 23854 | 136.5 | 23.8861 | 14 | 410.9767 | 0 | 1054199.8844 | 186206.423 | 86389.7799 | 0 | 99816.643 | 23.9142 | 24.0142 | 23.9142 | 24.0142 | 0.25 | 900 | 0.063745 | 206.896 | 0.0032971
2017-09-24 16:45 | 23855.5 | 136.8125 | 23.942 | 13.475 | 536.8981 | 0 | 1054199.8844 | 234590.5825 | 129748.3637 | 0 | 104842.2188 | 23.95 | 24.05 | 23.95 | 24.05 | 0.125 | 450 | 0.068047 | 260.6562 | 0.0022107
2017-09-24 17:00 | 23857 | 137 | 23.9551 | 13.3 | 533.211 | 0 | 1054199.8844 | 244749.8008 | 138835.7245 | 0 | 105914.0763 | 23.95 | 24.05 | 23.95 | 24.05 | 0.25 | 900 | 0.07235 | 271.9442 | 0.0049188
2017-09-24 17:15 | 23858 | 137.25 | 23.9472 | 13.275 | 464.0283 | 0 | 1054199.8844 | 274006.3737 | 165008.3077 | 0 | 108998.066 | 23.9247 | 24.0247 | 23.9247 | 24.0247 | 0.25 | 900 | 0.078315 | 304.4515 | 0.0059608
2017-09-24 17:30 | 23859 | 137.5 | 23.9165 | 13.25 | 474.2129 | 0 | 1330183.6065 | 243339.3766 | 137503.0628 | 0 | 105836.3138 | 23.9034 | 24.0034 | 23.9034 | 24.0034 | 0.25 | 900 | 0.08428 | 270.3771 | 0.0056968
2017-09-24 17:45 | 23860 | 137.75 | 23.9073 | 13.225 | 512.6281 | 0 | 1330183.6065 | 246076.8346 | 139953.2048 | 0 | 106123.6298 | 23.8851 | 23.9851 | 23.8851 | 23.9851 | 0.25 | 900 | 0.090245 | 273.4187 | 0.0061687
2017-09-24 18:00 | 23861 | 138 | 23.8919 | 13.2 | 486.656 | 0 | 1330183.6065 | 257916.7527 | 150565.0363 | 0 | 107351.7164 | 23.869 | 23.969 | 23.869 | 23.969 | 0.25 | 900 | 0.09621 | 286.5742 | 0.0068928
2017-09-24 18:15 | 23862 | 138.25 | 23.8723 | 13.15 | 393.0701 | 0 | 1330183.6065 | 250119.5861 | 143568.8619 | 0 | 106550.7242 | 23.8546 | 23.9546 | 23.8546 | 23.9546 | 0.25 | 900 | 0.098507 | 277.9107 | 0.0068441
2017-09-24 18:30 | 23863 | 138.5 | 23.8571 | 13.1 | 397.6678 | 0 | 1419081.7863 | 222189.969 | 118518.3629 | 0 | 103671.6061 | 23.8396 | 23.9396 | 23.8396 | 23.9396 | 0.25 | 900 | 0.10081 | 246.8777 | 0.0062216
2017-09-24 18:45 | 23864 | 138.75 | 23.8412 | 13.05 | 387.116 | 0 | 1419081.7863 | 223834.3227 | 119984.7188 | 0 | 103849.604 | 23.8241 | 23.9241 | 23.8241 | 23.9241 | 0.25 | 900 | 0.1031 | 248.7048 | 0.0064105
2017-09-24 19:00 | 23865 | 139 | 23.8258 | 13 | 378.0297 | 0 | 1419081.7863 | 220845.3263 | 117297.2639 | 0 | 103548.0623 | 23.8081 | 23.9081 | 23.8081 | 23.9081 | 0.25 | 900 | 0.1054 | 245.3837 | 0.0064659
2017-09-24 19:15 | 23866 | 139.25 | 23.7917 | 13 | 357.6556 | 0 | 1419081.7863 | 218305.3742 | 115012.673 | 0 | 103292.7013 | 23.7917 | 23.8917 | 23.7917 | 23.8917 | 0.25 | 900 | 0.10895 | 242.5615 | 0.0066068
2017-09-24 19:30 | 23867 | 139.5 | 23.7795 | 13 | 414.7154 | 0 | 1392175.501 | 211838.7454 | 109216.0002 | 0 | 102622.7452 | 23.7786 | 23.8786 | 23.7786 | 23.8786 | 0.25 | 900 | 0.1125 | 235.3764 | 0.00662
2017-09-24 19:45 | 23868 | 139.75 | 23.7693 | 13 | 418.4747 | 0 | 1392175.501 | 229298.9583 | 124867.299 | 0 | 104431.6592 | 23.7683 | 23.8683 | 23.7683 | 23.8683 | 0.25 | 900 | 0.11605 | 254.7766 | 0.0073917
2017-09-24 20:00 | 23869 | 140 | 23.7613 | 13 | 446.0929 | 0 | 1392175.501 | 230432.8531 | 125883.72 | 0 | 104549.1331 | 23.76 | 23.86 | 23.76 | 23.86 | 0.25 | 900 | 0.1196 | 256.0365 | 0.0076555
2017-09-24 20:15 | 23870 | 140.25 | 23.7665 | 12.875 | 465.0519 | 0 | 1392175.501 | 238762.1839 | 133350.115 | 0 | 105412.0689 | 23.7533 | 23.8533 | 23.7533 | 23.8533 | 0.25 | 900 | 0.11278 | 265.2913 | 0.0074797
2017-09-24 20:30 | 23871 | 140.5 | 23.7515 | 12.75 | 431.2475 | 0 | 1377595.0107 | 245293.5666 | 139181.6681 | 0 | 106111.8985 | 23.7386 | 23.8386 | 23.7386 | 23.8386 | 0.25 | 900 | 0.10595 | 272.5484 | 0.0072195
2017-09-24 20:45 | 23872 | 140.75 | 23.7312 | 12.625 | 433.6726 | 0 | 1377595.0107 | 235429.7454 | 130319.4443 | 0 | 105110.3011 | 23.7173 | 23.8173 | 23.7173 | 23.8173 | 0.25 | 900 | 0.099132 | 261.5886 | 0.006483
2017-09-24 21:00 | 23873 | 141 | 23.7049 | 12.5 | 412.8621 | 0 | 1377595.0107 | 236694.4092 | 131430.6419 | 0 | 105263.7674 | 23.6907 | 23.7907 | 23.6907 | 23.7907 | 0.25 | 900 | 0.09231 | 262.9938 | 0.0060692
2017-09-24 21:15 | 23874 | 141.25 | 23.6699 | 12.375 | 402.0723 | 0 | 1377595.0107 | 230886.8242 | 126206.0675 | 0 | 104680.7567 | 23.6597 | 23.7597 | 23.6597 | 23.7597 | 0.25 | 900 | 0.090722 | 256.5409 | 0.0058185
2017-09-24 21:30 | 23875 | 141.5 | 23.6352 | 12.25 | 404.7934 | 0 | 1264143.4163 | 228049.6973 | 123643.648 | 0 | 104406.0494 | 23.6249 | 23.7249 | 23.6249 | 23.7249 | 0.25 | 900 | 0.089135 | 253.3886 | 0.0056464
2017-09-24 21:45 | 23876 | 141.75 | 23.5971 | 12.125 | 392.1921 | 0 | 1264143.4163 | 229443.7834 | 124871.0379 | 0 | 104572.7455 | 23.5868 | 23.6868 | 23.5868 | 23.6868 | 0.25 | 900 | 0.087548 | 254.9375 | 0.0055798
2017-09-24 22:00 | 23877 | 142 | 23.5561 | 12 | 382.4582 | 0 | 1264143.4163 | 226096.7431 | 121853.0024 | 0 | 104243.7407 | 23.5458 | 23.6458 | 23.5458 | 23.6458 | 0.25 | 900 | 0.08596 | 251.2186 | 0.0053987
2017-09-24 22:15 | 23878 | 142.25 | 23.5113 | 11.725 | 429.5759 | 0 | 1264143.4163 | 223609.9894 | 119606.0383 | 0 | 104003.9512 | 23.5021 | 23.6021 | 23.5021 | 23.6021 | 0.25 | 900 | 0.081982 | 248.4555 | 0.0050923
2017-09-24 22:30 | 23879 | 142.5 | 23.4551 | 11.45 | 423.5771 | 0 | 1009469.0009 | 239316.0318 | 133615.3056 | 0 | 105700.7262 | 23.4445 | 23.5445 | 23.4445 | 23.5445 | 0.25 | 900 | 0.078005 | 265.9067 | 0.0051855
2017-09-24 22:45 | 23880 | 142.75 | 23.3833 | 11.175 | 407.4111 | 0 | 1009469.0009 | 238636.9209 | 132956.9125 | 0 | 105680.0084 | 23.3746 | 23.4746 | 23.3746 | 23.4746 | 0.25 | 900 | 0.074027 | 265.1521 | 0.0049071
2017-09-24 23:00 | 23881 | 143 | 23.2998 | 10.9 | 394.0795 | 0 | 1009469.0009 | 234714.7309 | 129398.8349 | 0 | 105315.896 | 23.2936 | 23.3936 | 23.2936 | 23.3936 | 0.25 | 900 | 0.07005 | 260.7941 | 0.0045672
2017-09-24 23:15 | 23882 | 143.25 | 23.2069 | 10.825 | 416.1073 | 0 | 1009469.0009 | 231664.3982 | 126622.4736 | 0 | 105041.9246 | 23.202 | 23.302 | 23.202 | 23.302 | 0.25 | 900 | 0.069445 | 257.4049 | 0.0044689
2017-09-24 23:30 | 23883 | 143.5 | 23.1198 | 10.75 | 428.1535 | 0 | 787730.259 | 238615.03 | 132821.0643 | 0 | 105793.9658 | 23.1151 | 23.2151 | 23.1151 | 23.2151 | 0.25 | 900 | 0.06884 | 265.1278 | 0.0045628
2017-09-24 23:45 | 23884 | 143.75 | 23.0355 | 10.675 | 425.0968 | 0 | 787730.259 | 242653.8434 | 136416.233 | 0 | 106237.6104 | 23.0313 | 23.1313 | 23.0313 | 23.1313 | 0.25 | 900 | 0.068235 | 269.6154 | 0.0045993
2017-09-25 | 23885 | 144 | 22.9532 | 10.6 | 426.4652 | 0 | 787730.259 | 241926.0117 | 135751.4488 | 0 | 106174.5629 | 22.9493 | 23.0493 | 22.9493 | 23.0493 | 0.25 | 900 | 0.068235 | 268.8067 | 0.0045855

## Details_2025-10-04
datetime | Unnamed: 0 | sim_time | Zone Air Temperature,LIVING_UNIT1 | Site Outdoor Air Drybulb Temperature,ENVIRONMENT | Zone Air System Sensible Heating Rate,LIVING_UNIT1 | Zone Air System Sensible Cooling Rate,LIVING_UNIT1 | Electricity:Building | Electricity:HVAC | Heating:Electricity | Cooling:Electricity | Fans:Electricity | Zone Thermostat Heating Setpoint Temperature,LIVING_UNIT1 | Zone Thermostat Cooling Setpoint Temperature,LIVING_UNIT1 | Zone Temperature Control,Heating Setpoint,LIVING_UNIT1 | Zone Temperature Control,Cooling Setpoint,LIVING_UNIT1 | dt_hours | dt_seconds | current_price | P_total_W | step_cost_real
2017-10-04 | 26751 | 120 | 19.9693 | 10.3 | 242.8892 | 0 | 787730.259 | 184888.7749 | 0 | 0 | 0 | 19.9599 | 20.0599 | 19.9599 | 20.0599 | 0.25 | 900 | 0.00594 | 0 | 0
2017-10-04 00:15 | 26752 | 120.25 | 19.9708 | 10.275 | 303.5577 | 0 | 787730.259 | 188055.7464 | 78897.912 | 0 | 109157.8345 | 19.9657 | 20.0657 | 19.9657 | 20.0657 | 0.25 | 900 | 0.00213 | 208.9508 | 0.00011127
2017-10-04 00:30 | 26753 | 120.5 | 19.9752 | 10.25 | 332.052 | 0 | 613262.9701 | 207384.6302 | 96156.388 | 0 | 111228.2422 | 19.9689 | 20.0689 | 19.9689 | 20.0689 | 0.25 | 900 | 0.00124 | 230.4274 | 7.1432e-05
2017-10-04 00:45 | 26754 | 120.75 | 19.9768 | 10.225 | 350.298 | 0 | 613262.9701 | 216570.2629 | 104355.7278 | 0 | 112214.5351 | 19.9696 | 20.0696 | 19.9696 | 20.0696 | 0.25 | 900 | 0.00071 | 240.6336 | 4.2712e-05
2017-10-04 01:00 | 26755 | 121 | 19.9759 | 10.2 | 370.0524 | 0 | 613262.9701 | 215909.2722 | 109586.9362 | 0 | 106322.336 | 19.9673 | 20.0673 | 19.9673 | 20.0673 | 0.25 | 900 | 0.00084 | 239.8992 | 5.0379e-05
2017-10-04 01:15 | 26756 | 121.25 | 19.9675 | 10.175 | 397.1255 | 0 | 613262.9701 | 219048.6437 | 115232.0586 | 0 | 103816.5851 | 19.9637 | 20.0637 | 19.9637 | 20.0637 | 0.25 | 900 | 0.00084 | 243.3874 | 5.1111e-05
2017-10-04 01:30 | 26757.5 | 121.5625 | 20.1166 | 10.1375 | 914.6245 | 0 | 562337.4017 | 233918.3749 | 128502.8051 | 0 | 105415.5698 | 20.1145 | 20.2145 | 20.1145 | 20.2145 | 0.125 | 450 | -0.00272 | 259.9093 | -8.8211e-05
2017-10-04 01:45 | 26759 | 121.75 | 20.2805 | 10.125 | 173.2032 | 0 | 562337.4017 | 240207.1342 | 134115.6726 | 0 | 106091.4616 | 20.2781 | 20.3781 | 20.2781 | 20.3781 | 0.25 | 900 | -0.00407 | 266.8968 | -0.00027157
2017-10-04 02:00 | 26760 | 122 | 20.5638 | 10.1 | 965.9202 | 0 | 562337.4017 | 351361.3745 | 233353.8212 | 0 | 118007.5533 | 20.5662 | 20.6662 | 20.5662 | 20.6662 | 0.25 | 900 | -0.00221 | 390.4015 | -0.0002157
2017-10-04 02:15 | 26761 | 122.25 | 20.8467 | 10.15 | 1262.7814 | 0 | 562337.4017 | 413931.3017 | 289208.4398 | 0 | 124722.8619 | 20.8313 | 20.9313 | 20.8313 | 20.9313 | 0.25 | 900 | -0.00318 | 459.9237 | -0.00036564
2017-10-04 02:30 | 26762 | 122.5 | 21.1054 | 10.2 | 1396.6878 | 0 | 545753.3182 | 506106.735 | 371529.854 | 0 | 134576.881 | 21.0883 | 21.1883 | 21.0883 | 21.1883 | 0.25 | 900 | -0.00404 | 562.3408 | -0.00056796
2017-10-04 02:45 | 26763 | 122.75 | 21.3611 | 10.25 | 1557.8112 | 0 | 545753.3182 | 546660.5095 | 407768.1803 | 0 | 138892.3292 | 21.3429 | 21.4429 | 21.3429 | 21.4429 | 0.25 | 900 | -0.00409 | 607.4006 | -0.00062107
2017-10-04 03:00 | 26764 | 123 | 21.6176 | 10.3 | 1691.1197 | 0 | 545753.3182 | 595645.1255 | 451540.3699 | 0 | 144104.7556 | 21.5986 | 21.6986 | 21.5986 | 21.6986 | 0.25 | 900 | -0.00454 | 661.8279 | -0.00075117
2017-10-04 03:15 | 26765 | 123.25 | 21.8661 | 10.2 | 1838.2421 | 0 | 545753.3182 | 636005.3687 | 487616.6585 | 0 | 148388.7102 | 21.8574 | 21.9574 | 21.8574 | 21.9574 | 0.25 | 900 | -0.0045 | 706.6726 | -0.00079501
2017-10-04 03:30 | 26766 | 123.5 | 22.1187 | 10.1 | 1998.2156 | 0 | 533363.667 | 681807.1547 | 528445.3582 | 0 | 153361.7964 | 22.1087 | 22.2087 | 22.1087 | 22.2087 | 0.25 | 900 | -0.00464 | 757.5635 | -0.00087877
2017-10-04 03:45 | 26767 | 123.75 | 22.3633 | 10 | 2120.3618 | 0 | 533363.667 | 731963.605 | 573150.2069 | 0 | 158813.3981 | 22.3512 | 22.4512 | 22.3512 | 22.4512 | 0.25 | 900 | -0.00468 | 813.2929 | -0.00095155
2017-10-04 04:00 | 26768 | 124 | 22.5972 | 9.9 | 2233.2445 | 0 | 533363.667 | 770434.3743 | 607410.6198 | 0 | 163023.7545 | 22.5828 | 22.6828 | 22.5828 | 22.6828 | 0.25 | 900 | -0.00468 | 856.0382 | -0.0010016
2017-10-04 04:15 | 26769 | 124.25 | 22.825 | 9.975 | 2293.7657 | 0 | 533363.667 | 914161.318 | 747231.9679 | 0 | 166929.3501 | 22.8003 | 22.9003 | 22.8003 | 22.9003 | 0.25 | 900 | -0.0047 | 1015.7348 | -0.0011935
2017-10-04 04:30 | 26770 | 124.5 | 23.0391 | 10.05 | 2333.7113 | 0 | 566989.6412 | 930162.529 | 761400.1581 | 0 | 168762.371 | 23.0131 | 23.1131 | 23.0131 | 23.1131 | 0.25 | 900 | -0.00479 | 1033.5139 | -0.0012376
2017-10-04 04:45 | 26771 | 124.75 | 23.244 | 10.125 | 2373.5966 | 0 | 566989.6412 | 834589.1162 | 664727.712 | 0 | 169861.4042 | 23.2169 | 23.3169 | 23.2169 | 23.3169 | 0.25 | 900 | -0.005 | 927.3212 | -0.0011592
2017-10-04 05:00 | 26772 | 125 | 23.4354 | 10.2 | 2390.6451 | 0 | 566989.6412 | 845481.4937 | 674523.8992 | 0 | 170957.5945 | 23.407 | 23.507 | 23.407 | 23.507 | 0.25 | 900 | -0.00465 | 939.4239 | -0.0010921
2017-10-04 05:15 | 26773 | 125.25 | 23.5927 | 10.05 | 2387.8971 | 0 | 566989.6412 | 849479.8822 | 678166.2156 | 0 | 171313.6666 | 23.5794 | 23.6794 | 23.5794 | 23.6794 | 0.25 | 900 | -0.00473 | 943.8665 | -0.0011161
2017-10-04 05:30 | 26774 | 125.5 | 23.7297 | 9.9 | 2421.6653 | 0 | 696064.4026 | 850254.2755 | 678712.6941 | 0 | 171541.5814 | 23.7145 | 23.8145 | 23.7145 | 23.8145 | 0.25 | 900 | -0.00493 | 944.727 | -0.0011644
2017-10-04 05:45 | 26775 | 125.75 | 23.8322 | 9.75 | 2406.2353 | 0 | 696064.4026 | 965101.4894 | 792088.5789 | 0 | 173012.9105 | 23.8143 | 23.9143 | 23.8143 | 23.9143 | 0.25 | 900 | -0.00547 | 1072.335 | -0.0014664
2017-10-04 06:00 | 26776 | 126 | 23.9029 | 9.6 | 2387.9317 | 0 | 696064.4026 | 962610.9039 | 789731.669 | 0 | 172879.2349 | 23.8828 | 23.9828 | 23.8828 | 23.9828 | 0.25 | 900 | -0.00329 | 1069.5677 | -0.00087972
2017-10-04 06:15 | 26777 | 126.25 | 23.9607 | 9.5 | 2303.4114 | 0 | 696064.4026 | 959326.2698 | 786676.7993 | 0 | 172649.4705 | 23.9249 | 24.0249 | 23.9249 | 24.0249 | 0.25 | 900 | -0.00406 | 1065.9181 | -0.0010819
2017-10-04 06:30 | 26778 | 126.5 | 23.9873 | 9.4 | 2183.7055 | 0 | 832563.7912 | 938530.1806 | 768268.4206 | 0 | 170261.76 | 23.9499 | 24.0499 | 23.9499 | 24.0499 | 0.25 | 900 | -0.00418 | 1042.8113 | -0.0010897
2017-10-04 06:45 | 26779 | 126.75 | 23.9887 | 9.3 | 2077.5316 | 0 | 832563.7912 | 907276.125 | 740665.7537 | 0 | 166610.3714 | 23.95 | 24.05 | 23.95 | 24.05 | 0.25 | 900 | -0.00219 | 1008.0846 | -0.00055193
2017-10-04 07:00 | 26780 | 127 | 23.9871 | 9.2 | 1861.8962 | 0 | 832563.7912 | 879480.7107 | 716115.1989 | 0 | 163365.5119 | 23.95 | 24.05 | 23.95 | 24.05 | 0.25 | 900 | -0.00081 | 977.2008 | -0.00019788
2017-10-04 07:15 | 26781 | 127.25 | 23.9663 | 9.2 | 1671.9222 | 0 | 832563.7912 | 822671.8652 | 666056.9951 | 0 | 156614.8701 | 23.9468 | 24.0468 | 23.9468 | 24.0468 | 0.25 | 900 | -0.00029 | 914.0799 | -6.6271e-05
2017-10-04 07:30 | 26782.5 | 127.5625 | 23.7916 | 9.2 | 966.5081 | 0 | 917156.0991 | 752474.5703 | 604320.7492 | 0 | 148153.8212 | 23.7774 | 23.8774 | 23.7774 | 23.8774 | 0.125 | 450 | 0.00013 | 836.0829 | 1.3608e-05
2017-10-04 07:45 | 26785.5 | 127.8438 | 22.7568 | 9.2 | 1043.2666 | 1126.1187 | 917156.0991 | 623332.9553 | 490744.8838 | 0 | 132588.0715 | 22.6939 | 22.7939 | 22.6939 | 22.7939 | 0.0625 | 225 | 1e-05 | 692.5922 | 4.3459e-07
2017-10-04 08:00 | 26788 | 128 | 22.4039 | 9.2 | 0 | 63.2597 | 917156.0991 | 586285.146 | 458162.5361 | 0 | 128122.6099 | 22.3884 | 22.4884 | 22.3884 | 22.4884 | 0.25 | 900 | 0.00031 | 651.4279 | 5.0486e-05
2017-10-04 08:15 | 26789 | 128.25 | 22.2476 | 9.225 | 763.6741 | 0 | 917156.0991 | 688872.376 | 291896.6166 | 237802.5166 | 159173.2427 | 22.2272 | 22.3272 | 22.2272 | 22.3272 | 0.25 | 900 | -9e-05 | 765.4138 | -1.7222e-05
2017-10-04 08:30 | 26790 | 128.5 | 22.4259 | 9.25 | 383.986 | 0 | 802160.3193 | 508128.0875 | 389435.3811 | 0 | 118692.7065 | 22.4028 | 22.5028 | 22.4028 | 22.5028 | 0.25 | 900 | 0.00018 | 564.5868 | 2.5406e-05
2017-10-04 08:45 | 26791 | 128.75 | 22.3503 | 9.275 | 0 | 60.7732 | 802160.3193 | 404335.486 | 298154.3619 | 0 | 106181.1241 | 22.2448 | 22.3448 | 22.2448 | 22.3448 | 0.25 | 900 | -0.00033 | 449.2617 | -3.7064e-05
2017-10-04 09:00 | 26792 | 129 | 22.4285 | 9.3 | 344.8595 | 0 | 802160.3193 | 270000 | 180000 | 0 | 90000 | 22.4237 | 22.5237 | 22.4237 | 22.5237 | 0.25 | 900 | 0.00282 | 300 | 0.0002115
2017-10-04 09:15 | 26793 | 129.25 | 22.2995 | 9.325 | 0 | 58.5152 | 802160.3193 | 391273.7812 | 286675.5948 | 0 | 104598.1864 | 22.2695 | 22.3695 | 22.2695 | 22.3695 | 0.25 | 900 | 0.00614 | 434.7486 | 0.00066734
2017-10-04 09:30 | 26794 | 129.5 | 22.1194 | 9.35 | 0 | 55.424 | 755520.0357 | 270000 | 180000 | 0 | 90000 | 22.1202 | 22.2202 | 22.1202 | 22.2202 | 0.25 | 900 | 0.0073 | 300 | 0.0005475
2017-10-04 09:45 | 26795.5 | 129.8125 | 22.0048 | 9.3875 | 0 | 301.1587 | 755520.0357 | 270000 | 180000 | 0 | 90000 | 21.9033 | 22.0033 | 21.9033 | 22.0033 | 0.125 | 450 | 0.00214 | 300 | 8.025e-05
2017-10-04 10:00 | 26798 | 130.0833 | 21.8405 | 9.6667 | 0 | 349.19 | 755520.0357 | 309717.2014 | 172526.9602 | 39185.0449 | 98005.1963 | 21.7383 | 21.8383 | 21.7383 | 21.8383 | 0.083333 | 300 | 0.00714 | 344.1302 | 0.00020476
2017-10-04 10:15 | 26801.5 | 130.3438 | 21.7101 | 10.1 | 0 | 617.6807 | 767408.184 | 365602.4891 | 161976.8193 | 94319.0551 | 109306.6147 | 21.6087 | 21.7087 | 21.6087 | 21.7087 | 0.0625 | 225 | 0.00264 | 406.225 | 6.688e-05
2017-10-04 10:30 | 26805.5 | 130.5938 | 21.6223 | 10.5 | 0 | 716.576 | 771370.9002 | 288991.1116 | 39926.4031 | 131996.7372 | 117067.9713 | 21.5211 | 21.6211 | 21.5211 | 21.6211 | 0.0625 | 225 | 0.00104 | 321.1012 | 2.1014e-05
2017-10-04 10:45 | 26809.5 | 130.8438 | 20.931 | 10.9 | 0 | 1831.4915 | 771370.9002 | 282802.7495 | 0 | 159949.7275 | 122853.022 | 20.7372 | 20.8372 | 20.7372 | 20.8372 | 0.0625 | 225 | 0 | 314.2253 | 0
2017-10-04 11:00 | 26813 | 131.0833 | 20.5889 | 10.8833 | 0 | 1585.7549 | 771370.9002 | 536155.4513 | 0 | 369782.2565 | 166373.1947 | 20.4868 | 20.5868 | 20.4868 | 20.5868 | 0.083333 | 300 | 0.00021 | 595.7283 | 1.0425e-05
2017-10-04 11:15 | 26816 | 131.3333 | 20.7976 | 10.7083 | 0 | 1107.4225 | 780284.7464 | 560733.9609 | 0 | 389823.5624 | 170910.3985 | 20.7054 | 20.8054 | 20.7054 | 20.8054 | 0.083333 | 300 | -9e-05 | 623.0377 | -4.6728e-06
2017-10-04 11:30 | 26819 | 131.5833 | 21.0726 | 10.5333 | 0 | 598.9665 | 784741.6695 | 386725.2262 | 0 | 245606.8391 | 141118.3871 | 21.0024 | 21.1024 | 21.0024 | 21.1024 | 0.083333 | 300 | -2e-05 | 429.6947 | -7.1616e-07
2017-10-04 11:45 | 26822 | 131.8333 | 20.5546 | 10.3583 | 13.6568 | 1671.3978 | 784741.6695 | 259105.7274 | 0 | 139985.5441 | 119120.1833 | 20.4624 | 20.5624 | 20.4624 | 20.5624 | 0.083333 | 300 | -1e-05 | 287.8953 | -2.3991e-07
2017-10-04 12:00 | 26824.5 | 132.0625 | 20.3636 | 10.3625 | 0 | 562.4907 | 784741.6695 | 396075.0747 | 3353.3775 | 250174.6239 | 142547.0733 | 20.3026 | 20.4026 | 20.3026 | 20.4026 | 0.125 | 450 | -9e-05 | 440.0834 | -4.8096e-06
2017-10-04 12:15 | 26826.5 | 132.3125 | 20.6961 | 10.4875 | 0 | 749.4375 | 779625.9931 | 425247.486 | 3353.3775 | 274200.4484 | 147693.6601 | 20.6058 | 20.7058 | 20.6058 | 20.7058 | 0.125 | 450 | -3e-05 | 472.4972 | -1.8109e-06
2017-10-04 12:30 | 26828.5 | 132.5625 | 20.9276 | 10.6125 | 0 | 549.0767 | 774510.3167 | 254995.8839 | 0 | 136408.0563 | 118587.8275 | 20.8285 | 20.9285 | 20.8285 | 20.9285 | 0.125 | 450 | -2e-05 | 283.3288 | -7.1385e-07
2017-10-04 12:45 | 26830.5 | 132.8125 | 21.0418 | 10.7375 | 0 | 501.7812 | 774510.3167 | 214445.4354 | 0 | 98906.6994 | 115538.736 | 20.942 | 21.042 | 20.942 | 21.042 | 0.125 | 450 | -2e-05 | 238.2727 | -5.9766e-07
2017-10-04 13:00 | 26832 | 133 | 21.0793 | 10.8 | 0 | 589.4246 | 774510.3167 | 203766.3516 | 0 | 86071.6182 | 117694.7334 | 20.9786 | 21.0786 | 20.9786 | 21.0786 | 0.25 | 900 | -0.00021 | 226.4071 | -1.1886e-05
2017-10-04 13:15 | 26834 | 133.3333 | 21.5134 | 10.6333 | 286.2537 | 53.7745 | 765537.0885 | 136109.03 | 0 | 30112.3277 | 105996.7022 | 21.4742 | 21.5742 | 21.4742 | 21.5742 | 0.083333 | 300 | -0.00021 | 151.2323 | -2.6466e-06
2017-10-04 13:30 | 26837.5 | 133.5938 | 21.816 | 10.525 | 287.6502 | 23.5433 | 761050.4743 | 176169.4597 | 64155.6176 | 3851.6317 | 108162.2104 | 21.7822 | 21.8822 | 21.7822 | 21.8822 | 0.0625 | 225 | -0.00023 | 195.7438 | -2.7867e-06
2017-10-04 13:45 | 26842 | 133.85 | 22.0872 | 10.42 | 638.4912 | 10.6378 | 761050.4743 | 232238.6837 | 117283.8723 | 1027.1018 | 113927.7097 | 22.0719 | 22.1719 | 22.0719 | 22.1719 | 0.05 | 180 | -0.00043 | 258.043 | -5.5479e-06
2017-10-04 14:00 | 26847 | 134.1 | 22.3542 | 10.26 | 691.1966 | 11.3968 | 761050.4743 | 293119.3873 | 172754.3326 | 0 | 120365.0548 | 22.3387 | 22.4387 | 22.3387 | 22.4387 | 0.05 | 180 | -0.00131 | 325.6882 | -2.1333e-05
2017-10-04 14:15 | 26851.5 | 134.3438 | 22.5804 | 10.0938 | 695.3855 | 14.5814 | 764473.778 | 328103.3549 | 203958.841 | 0 | 124144.5139 | 22.5775 | 22.6775 | 22.5775 | 22.6775 | 0.0625 | 225 | -0.00169 | 364.5593 | -3.845e-05
2017-10-04 14:30 | 26854.5 | 134.5625 | 22.7569 | 9.9625 | 802.7372 | 0 | 765614.8792 | 340507.6329 | 214996.6137 | 0 | 125511.0193 | 22.7527 | 22.8527 | 22.7527 | 22.8527 | 0.125 | 450 | -0.0032 | 378.3418 | -0.00015118
2017-10-04 14:45 | 26856 | 134.75 | 22.8696 | 9.875 | 355.4145 | 0 | 765614.8792 | 345686.8376 | 219594.1083 | 0 | 126092.7293 | 22.866 | 22.966 | 22.866 | 22.966 | 0.25 | 900 | -0.0069 | 384.0965 | -0.00066257
2017-10-04 15:00 | 26857 | 135 | 23.0798 | 9.7 | 842.2582 | 0 | 765614.8792 | 490295.1402 | 373977.5871 | 0 | 116317.5531 | 23.0673 | 23.1673 | 23.0673 | 23.1673 | 0.25 | 900 | -0.00168 | 544.7724 | -0.0002288
2017-10-04 15:15 | 26858 | 135.25 | 23.2487 | 9.85 | 857.2534 | 0 | 765614.8792 | 536089.1927 | 414227.4191 | 0 | 121861.7735 | 23.2401 | 23.3401 | 23.2401 | 23.3401 | 0.25 | 900 | -0.00467 | 595.6547 | -0.00069543
2017-10-04 15:30 | 26859 | 135.5 | 23.4174 | 10 | 939.999 | 0 | 833027.0814 | 539043.6525 | 416891.7623 | 0 | 122151.8902 | 23.4069 | 23.5069 | 23.4069 | 23.5069 | 0.25 | 900 | -0.00313 | 598.9374 | -0.00046867
2017-10-04 15:45 | 26860 | 135.75 | 23.5774 | 10.15 | 974.4854 | 0 | 833027.0814 | 414152.872 | 289365.0061 | 0 | 124787.8659 | 23.5643 | 23.6643 | 23.5643 | 23.6643 | 0.25 | 900 | -0.00297 | 460.1699 | -0.00034168
2017-10-04 16:00 | 26861 | 136 | 23.7242 | 10.3 | 1012.3769 | 0 | 833027.0814 | 423809.8388 | 298049.299 | 0 | 125760.5398 | 23.7094 | 23.8094 | 23.7094 | 23.8094 | 0.25 | 900 | -0.00074 | 470.8998 | -8.7116e-05
2017-10-04 16:15 | 26862 | 136.25 | 23.8418 | 10.35 | 998.373 | 0 | 833027.0814 | 434339.0544 | 307516.1321 | 0 | 126822.9223 | 23.8404 | 23.9404 | 23.8404 | 23.9404 | 0.25 | 900 | -0.00107 | 482.5989 | -0.0001291
2017-10-04 16:30 | 26863 | 136.5 | 23.9512 | 10.4 | 1057.1196 | 0 | 1054199.8844 | 429211.2516 | 302958.1985 | 0 | 126253.0532 | 23.9487 | 24.0487 | 23.9487 | 24.0487 | 0.25 | 900 | -1e-05 | 476.9014 | -1.1923e-06
2017-10-04 16:45 | 26864 | 136.75 | 23.6735 | 10.45 | 441.2834 | 0 | 1054199.8844 | 447183.3619 | 319032.1843 | 0 | 128151.1776 | 23.6662 | 23.7662 | 23.6662 | 23.7662 | 0.25 | 900 | -0.00057 | 496.8704 | -7.0804e-05
2017-10-04 17:00 | 26865 | 137 | 23.8206 | 10.5 | 1284.7816 | 0 | 1054199.8844 | 247479.427 | 140668.8366 | 0 | 106810.5904 | 23.8165 | 23.9165 | 23.8165 | 23.9165 | 0.25 | 900 | -0.00108 | 274.9771 | -7.4244e-05
2017-10-04 17:15 | 26866.5 | 137.3125 | 23.9485 | 10.2375 | 992.745 | 0 | 1192191.7455 | 469887.3879 | 339322.3344 | 0 | 130565.0535 | 23.9416 | 24.0416 | 23.9416 | 24.0416 | 0.125 | 450 | -1e-05 | 522.0971 | -6.5695e-07
2017-10-04 17:30 | 26868.5 | 137.5625 | 23.7616 | 10.0625 | 534.4064 | 28.6223 | 1330183.6065 | 432632.0776 | 305963.4439 | 0 | 126668.6337 | 23.7222 | 23.8222 | 23.7222 | 23.8222 | 0.125 | 450 | 0 | 480.7023 | 0
2017-10-04 17:45 | 26870.5 | 137.8125 | 23.4175 | 9.8875 | 667.3299 | 0 | 1330183.6065 | 446999.2996 | 327288.2706 | 0 | 119711.0289 | 23.4076 | 23.5076 | 23.4076 | 23.5076 | 0.125 | 450 | 0.00072 | 496.6659 | 4.4667e-05
2017-10-04 18:00 | 26872.5 | 138.0625 | 23.3978 | 9.7375 | 931.015 | 0 | 1330183.6065 | 446205.1703 | 335159.0674 | 0 | 111046.1029 | 23.3899 | 23.4899 | 23.3899 | 23.4899 | 0.125 | 450 | -0.00225 | 495.7835 | -0.00013956
2017-10-04 18:15 | 26874 | 138.25 | 23.4734 | 9.675 | 463.4371 | 0 | 1330183.6065 | 440491.578 | 330103.6533 | 0 | 110387.9247 | 23.4672 | 23.5672 | 23.4672 | 23.5672 | 0.25 | 900 | -0.00055 | 489.4351 | -6.7297e-05
2017-10-04 18:30 | 26875 | 138.5 | 23.6042 | 9.55 | 808.0139 | 0 | 1419081.7863 | 493740.2407 | 376940.5393 | 0 | 116799.7014 | 23.5917 | 23.6917 | 23.5917 | 23.6917 | 0.25 | 900 | 0.0056 | 548.6003 | 0.00076804
2017-10-04 18:45 | 26876 | 138.75 | 23.3727 | 9.425 | 376.8305 | 0 | 1419081.7863 | 528029.343 | 407071.509 | 0 | 120957.834 | 23.3556 | 23.4556 | 23.3556 | 23.4556 | 0.25 | 900 | 0.00895 | 586.6993 | 0.0013127
2017-10-04 19:00 | 26877 | 139 | 23.1677 | 9.3 | 530.1999 | 0 | 1419081.7863 | 398533.4781 | 293086.8699 | 0 | 105446.6082 | 23.145 | 23.245 | 23.145 | 23.245 | 0.25 | 900 | 0.00948 | 442.815 | 0.0010495
2017-10-04 19:15 | 26878 | 139.25 | 22.9604 | 9.25 | 329.2528 | 0 | 1419081.7863 | 443038.9545 | 332209.5973 | 0 | 110829.3573 | 22.949 | 23.049 | 22.949 | 23.049 | 0.25 | 900 | 0.01123 | 492.2655 | 0.001382
2017-10-04 19:30 | 26879 | 139.5 | 22.7766 | 9.2 | 295.8042 | 0 | 1392175.501 | 384783.4579 | 280957.4359 | 0 | 103826.0219 | 22.7659 | 22.8659 | 22.7659 | 22.8659 | 0.25 | 900 | 0.01245 | 427.5372 | 0.0013307
2017-10-04 19:45 | 26880 | 139.75 | 22.6006 | 9.15 | 236.4986 | 0 | 1392175.501 | 375082.1517 | 272416.347 | 0 | 102665.8047 | 22.5908 | 22.6908 | 22.5908 | 22.6908 | 0.25 | 900 | 0.01161 | 416.7579 | 0.0012096
2017-10-04 20:00 | 26881 | 140 | 22.4297 | 9.1 | 204.2525 | 0 | 1392175.501 | 357626.15 | 257057.4058 | 0 | 100568.7442 | 22.42 | 22.52 | 22.42 | 22.52 | 0.25 | 900 | 0.00678 | 397.3624 | 0.00067353
2017-10-04 20:15 | 26882 | 140.25 | 22.2688 | 9.075 | 159.7179 | 0 | 1392175.501 | 347994.1243 | 248580.9241 | 0 | 99413.2003 | 22.2507 | 22.3507 | 22.2507 | 22.3507 | 0.25 | 900 | 0.00511 | 386.6601 | 0.00049396
2017-10-04 20:30 | 26883 | 140.5 | 22.0994 | 9.05 | 89.9023 | 0 | 1377595.0107 | 334715.0512 | 236901.948 | 0 | 97813.1032 | 22.0829 | 22.1829 | 22.0829 | 22.1829 | 0.25 | 900 | 0.00374 | 371.9056 | 0.00034773
2017-10-04 20:45 | 26884 | 140.75 | 21.9302 | 9.025 | 44.0821 | 0 | 1377595.0107 | 313743.1613 | 218460.275 | 0 | 95282.8863 | 21.9151 | 22.0151 | 21.9151 | 22.0151 | 0.25 | 900 | 0.00277 | 348.6035 | 0.00024141
2017-10-04 21:00 | 26885 | 141 | 21.7408 | 9 | 0 | 54.9908 | 1377595.0107 | 299874.2638 | 206265.1455 | 0 | 93609.1183 | 21.7461 | 21.8461 | 21.7461 | 21.8461 | 0.25 | 900 | 0.00308 | 333.1936 | 0.00025656
2017-10-04 21:15 | 26886 | 141.25 | 21.5789 | 8.95 | 0 | 54.7376 | 1377595.0107 | 270000 | 180000 | 0 | 90000 | 21.5755 | 21.6755 | 21.5755 | 21.6755 | 0.25 | 900 | 0.0023 | 300 | 0.0001725
2017-10-04 21:30 | 26887 | 141.5 | 21.4532 | 8.9 | 0 | 55.0206 | 1264143.4163 | 270000 | 180000 | 0 | 90000 | 21.4011 | 21.5011 | 21.4011 | 21.5011 | 0.25 | 900 | 0.00219 | 300 | 0.00016425
2017-10-04 21:45 | 26888 | 141.75 | 21.3263 | 8.85 | 0 | 95.9114 | 1264143.4163 | 270000 | 180000 | 0 | 90000 | 21.2232 | 21.3232 | 21.2232 | 21.3232 | 0.25 | 900 | 0.00155 | 300 | 0.00011625
2017-10-04 22:00 | 26889 | 142 | 21.1477 | 8.8 | 0 | 200.7848 | 1264143.4163 | 280932.061 | 177953.2405 | 10786.3109 | 92192.5096 | 21.0428 | 21.1428 | 21.0428 | 21.1428 | 0.25 | 900 | 0.00187 | 312.1467 | 0.00014593
2017-10-04 22:15 | 26890 | 142.25 | 20.9693 | 8.875 | 0 | 168.3274 | 1264143.4163 | 309316.253 | 172632.6578 | 38791.6232 | 97891.972 | 20.8611 | 20.9611 | 20.8611 | 20.9611 | 0.25 | 900 | 0.00116 | 343.6847 | 9.9669e-05
2017-10-04 22:30 | 26891 | 142.5 | 20.7983 | 8.95 | 0 | 212.444 | 1009469.0009 | 301548.1215 | 174079.8237 | 31126.5447 | 96341.7532 | 20.6895 | 20.7895 | 20.6895 | 20.7895 | 0.25 | 900 | 0.00213 | 335.0535 | 0.00017842
2017-10-04 22:45 | 26892 | 142.75 | 20.639 | 9.025 | 0 | 243.9839 | 1009469.0009 | 313919.4489 | 171744.9132 | 43331.6026 | 98842.9331 | 20.5301 | 20.6301 | 20.5301 | 20.6301 | 0.25 | 900 | 0.00135 | 348.7994 | 0.00011772
2017-10-04 23:00 | 26893 | 143 | 20.4937 | 9.1 | 0 | 266.7315 | 1009469.0009 | 322901.6436 | 170039.4404 | 52192.3504 | 100669.8529 | 20.3848 | 20.4848 | 20.3848 | 20.4848 | 0.25 | 900 | 0.00197 | 358.7796 | 0.0001767
2017-10-04 23:15 | 26894 | 143.25 | 20.3597 | 9.05 | 0 | 229.5493 | 1009469.0009 | 329469.6194 | 168782.9279 | 58670.8497 | 102015.8419 | 20.2552 | 20.3552 | 20.2552 | 20.3552 | 0.25 | 900 | 0.00183 | 366.0774 | 0.00016748
2017-10-04 23:30 | 26895 | 143.5 | 20.2369 | 9 | 0 | 217.6135 | 787730.259 | 319794.2619 | 170591.3435 | 49124.2697 | 100078.6487 | 20.133 | 20.233 | 20.133 | 20.233 | 0.25 | 900 | 0.00182 | 355.327 | 0.00016167
2017-10-04 23:45 | 26896 | 143.75 | 20.123 | 8.95 | 0 | 211.0546 | 787730.259 | 316742.2804 | 171152.8357 | 46112.2722 | 99477.1725 | 20.0194 | 20.1194 | 20.0194 | 20.1194 | 0.25 | 900 | 1e-05 | 351.9359 | 8.7984e-07
2017-10-05 | 26897 | 144 | 20.0124 | 8.9 | 0 | 211.2605 | 787730.259 | 315115.6001 | 171447.1921 | 44506.5531 | 99161.8549 | 19.9089 | 20.0089 | 19.9089 | 20.0089 | 0.25 | 900 | 1e-05 | 350.1284 | 8.7532e-07

## Details_2025-11-22
datetime | Unnamed: 0 | sim_time | Zone Air Temperature,LIVING_UNIT1 | Site Outdoor Air Drybulb Temperature,ENVIRONMENT | Zone Air System Sensible Heating Rate,LIVING_UNIT1 | Zone Air System Sensible Cooling Rate,LIVING_UNIT1 | Electricity:Building | Electricity:HVAC | Heating:Electricity | Cooling:Electricity | Fans:Electricity | Zone Thermostat Heating Setpoint Temperature,LIVING_UNIT1 | Zone Thermostat Cooling Setpoint Temperature,LIVING_UNIT1 | Zone Temperature Control,Heating Setpoint,LIVING_UNIT1 | Zone Temperature Control,Cooling Setpoint,LIVING_UNIT1 | dt_hours | dt_seconds | current_price | P_total_W | step_cost_real
2017-11-22 | 28632 | 120 | 19.9898 | 6.8 | 1578.6162 | 0 | 787730.259 | 753463.4727 | 0 | 0 | 0 | 19.97 | 20.07 | 19.97 | 20.07 | 0.25 | 900 | 0.1172 | 0 | 0
2017-11-22 00:15 | 28633 | 120.25 | 20.0316 | 6.825 | 1531.1551 | 0 | 787730.259 | 759383.2969 | 608523.6173 | 0 | 150859.6797 | 19.95 | 20.05 | 19.95 | 20.05 | 0.25 | 900 | 0.10343 | 843.7592 | 0.021818
2017-11-22 00:30 | 28634 | 120.5 | 20.0298 | 6.85 | 1315.8365 | 0 | 613262.9701 | 746870.3948 | 597585.8374 | 0 | 149284.5574 | 19.95 | 20.05 | 19.95 | 20.05 | 0.25 | 900 | 0.09168 | 829.856 | 0.01902
2017-11-22 00:45 | 28635 | 120.75 | 20.0285 | 6.875 | 1172.903 | 0 | 613262.9701 | 683310.6709 | 541944.3473 | 0 | 141366.3236 | 19.95 | 20.05 | 19.95 | 20.05 | 0.25 | 900 | 0.08573 | 759.2341 | 0.016272
2017-11-22 01:00 | 28636.5 | 121.0625 | 20.1284 | 6.95 | 857.159 | 0 | 613262.9701 | 695542.7126 | 552682.7279 | 0 | 142859.9847 | 20.0911 | 20.1911 | 20.0911 | 20.1911 | 0.125 | 450 | 0.09895 | 772.8252 | 0.0095094
2017-11-22 01:15 | 28638 | 121.25 | 19.9657 | 7 | 1719.1786 | 0 | 613262.9701 | 749556.3675 | 599995.2758 | 0 | 149561.0917 | 19.95 | 20.05 | 19.95 | 20.05 | 0.25 | 900 | 0.09259 | 832.8404 | 0.019278
2017-11-22 01:30 | 28639 | 121.5 | 19.9266 | 7.1 | 1473.6699 | 0 | 562337.4017 | 570832.8291 | 443517.2833 | 0 | 127315.5457 | 19.95 | 20.05 | 19.95 | 20.05 | 0.25 | 900 | 0.09222 | 634.2587 | 0.014623
2017-11-22 01:45 | 28640 | 121.75 | 19.9158 | 7.2 | 1300.6532 | 0 | 562337.4017 | 724230.2851 | 577959.7075 | 0 | 146270.5776 | 19.95 | 20.05 | 19.95 | 20.05 | 0.25 | 900 | 0.0935 | 804.7003 | 0.01881
2017-11-22 02:00 | 28641 | 122 | 19.9121 | 7.3 | 1516.615 | 0 | 562337.4017 | 674760.9698 | 534683.3374 | 0 | 140077.6324 | 19.95 | 20.05 | 19.95 | 20.05 | 0.25 | 900 | 0.09037 | 749.7344 | 0.016938
2017-11-22 02:15 | 28642 | 122.25 | 19.9697 | 7.325 | 1638.5886 | 0 | 562337.4017 | 735528.2925 | 588006.7806 | 0 | 147521.5119 | 19.95 | 20.05 | 19.95 | 20.05 | 0.25 | 900 | 0.08916 | 817.2537 | 0.018217
2017-11-22 02:30 | 28643 | 122.5 | 19.9723 | 7.35 | 1544.5881 | 0 | 545753.3182 | 771582.0505 | 619625.6989 | 0 | 151956.3517 | 19.95 | 20.05 | 19.95 | 20.05 | 0.25 | 900 | 0.08723 | 857.3134 | 0.018696
2017-11-22 02:45 | 28644 | 122.75 | 19.9728 | 7.375 | 1594.6874 | 0 | 545753.3182 | 743092.8952 | 594674.4676 | 0 | 148418.4276 | 19.95 | 20.05 | 19.95 | 20.05 | 0.25 | 900 | 0.087 | 825.6588 | 0.017958
2017-11-22 03:00 | 28645 | 123 | 19.9727 | 7.4 | 1581.335 | 0 | 545753.3182 | 756829.6991 | 606734.4637 | 0 | 150095.2354 | 19.95 | 20.05 | 19.95 | 20.05 | 0.25 | 900 | 0.08664 | 840.9219 | 0.018214
2017-11-22 03:15 | 28646 | 123.25 | 19.987 | 7.525 | 1562.9156 | 0 | 545753.3182 | 752734.3105 | 603163.8944 | 0 | 149570.4161 | 19.95 | 20.05 | 19.95 | 20.05 | 0.25 | 900 | 0.08507 | 836.3715 | 0.017788
2017-11-22 03:30 | 28647 | 123.5 | 19.9869 | 7.65 | 1490.6304 | 0 | 533363.667 | 746609.344 | 597889.9252 | 0 | 148719.4188 | 19.95 | 20.05 | 19.95 | 20.05 | 0.25 | 900 | 0.08549 | 829.5659 | 0.01773
2017-11-22 03:45 | 28648 | 123.75 | 19.9865 | 7.775 | 1456.2151 | 0 | 533363.667 | 724323.3236 | 578440.3131 | 0 | 145883.0105 | 19.95 | 20.05 | 19.95 | 20.05 | 0.25 | 900 | 0.08391 | 804.8037 | 0.016883
2017-11-22 04:00 | 28649 | 124 | 19.9858 | 7.9 | 1405.2564 | 0 | 533363.667 | 713136.6131 | 568718.0782 | 0 | 144418.5349 | 19.95 | 20.05 | 19.95 | 20.05 | 0.25 | 900 | 0.08219 | 792.374 | 0.016281
2017-11-22 04:15 | 28650 | 124.25 | 19.9719 | 7.95 | 1360.926 | 0 | 533363.667 | 697332.5625 | 554940.1279 | 0 | 142392.4347 | 19.95 | 20.05 | 19.95 | 20.05 | 0.25 | 900 | 0.08649 | 774.814 | 0.016753
2017-11-22 04:30 | 28651 | 124.5 | 19.9712 | 8 | 1372.9029 | 0 | 566989.6412 | 683799.0415 | 543098.9036 | 0 | 140700.1378 | 19.95 | 20.05 | 19.95 | 20.05 | 0.25 | 900 | 0.08543 | 759.7767 | 0.016227
2017-11-22 04:45 | 28652 | 124.75 | 19.9709 | 8.05 | 1351.1922 | 0 | 566989.6412 | 686971.0691 | 545915.5743 | 0 | 141055.4948 | 19.95 | 20.05 | 19.95 | 20.05 | 0.25 | 900 | 0.08842 | 763.3012 | 0.016873
2017-11-22 05:00 | 28653 | 125 | 19.9707 | 8.1 | 1344.5636 | 0 | 566989.6412 | 680335.0997 | 540124.8958 | 0 | 140210.2039 | 19.95 | 20.05 | 19.95 | 20.05 | 0.25 | 900 | 0.08637 | 755.9279 | 0.016322
2017-11-22 05:15 | 28654 | 125.25 | 19.9702 | 8.15 | 1300.0968 | 0 | 566989.6412 | 677942.7485 | 538057.8454 | 0 | 139884.9031 | 19.95 | 20.05 | 19.95 | 20.05 | 0.25 | 900 | 0.0854 | 753.2697 | 0.016082
2017-11-22 05:30 | 28655 | 125.5 | 19.9699 | 8.2 | 1279.3851 | 0 | 696064.4026 | 664906.5252 | 526647.2634 | 0 | 138259.2618 | 19.95 | 20.05 | 19.95 | 20.05 | 0.25 | 900 | 0.08591 | 738.785 | 0.015867
2017-11-22 05:45 | 28656 | 125.75 | 19.9697 | 8.25 | 1261.7886 | 0 | 696064.4026 | 658575.1373 | 521120.6071 | 0 | 137454.5302 | 19.95 | 20.05 | 19.95 | 20.05 | 0.25 | 900 | 0.08845 | 731.7502 | 0.016181
2017-11-22 06:00 | 28657 | 126 | 19.9698 | 8.3 | 1281.9006 | 0 | 696064.4026 | 653121.6147 | 516363.6622 | 0 | 136757.9525 | 19.95 | 20.05 | 19.95 | 20.05 | 0.25 | 900 | 0.08586 | 725.6907 | 0.015577
2017-11-22 06:15 | 28658 | 126.25 | 19.9732 | 8.475 | 1245.7503 | 0 | 696064.4026 | 658291.139 | 520933.2502 | 0 | 137357.8889 | 19.95 | 20.05 | 19.95 | 20.05 | 0.25 | 900 | 0.08892 | 731.4346 | 0.01626
2017-11-22 06:30 | 28659 | 126.5 | 19.9728 | 8.65 | 1208.3787 | 0 | 832563.7912 | 646635.3088 | 510804.1404 | 0 | 135831.1684 | 19.95 | 20.05 | 19.95 | 20.05 | 0.25 | 900 | 0.094 | 718.4837 | 0.016884
2017-11-22 06:45 | 28660 | 126.75 | 19.9724 | 8.825 | 1183.1315 | 0 | 832563.7912 | 634367.4005 | 500130.6763 | 0 | 134236.7241 | 19.95 | 20.05 | 19.95 | 20.05 | 0.25 | 900 | 0.1021 | 704.8527 | 0.017991
2017-11-22 07:00 | 28661 | 127 | 19.972 | 9 | 1154.055 | 0 | 832563.7912 | 625637.8926 | 492560.0758 | 0 | 133077.8168 | 19.95 | 20.05 | 19.95 | 20.05 | 0.25 | 900 | 0.1042 | 695.1532 | 0.018109
2017-11-22 07:15 | 28662 | 127.25 | 19.9679 | 9.05 | 1155.632 | 0 | 832563.7912 | 615885.2492 | 484085.0123 | 0 | 131800.2369 | 19.95 | 20.05 | 19.95 | 20.05 | 0.25 | 900 | 0.11022 | 684.3169 | 0.018856
2017-11-22 07:30 | 28663 | 127.5 | 19.9676 | 9.1 | 1143.2854 | 0 | 917156.0991 | 615633.746 | 483891.3635 | 0 | 131742.3825 | 19.95 | 20.05 | 19.95 | 20.05 | 0.25 | 900 | 0.11332 | 684.0375 | 0.019379
2017-11-22 07:45 | 28664 | 127.75 | 19.9673 | 9.15 | 1122.4356 | 0 | 917156.0991 | 611806.7705 | 480553.7196 | 0 | 131253.0509 | 19.95 | 20.05 | 19.95 | 20.05 | 0.25 | 900 | 0.11309 | 679.7853 | 0.019219
2017-11-22 08:00 | 28665 | 128 | 19.9671 | 9.2 | 1107.1682 | 0 | 917156.0991 | 605536.7419 | 475067.0649 | 0 | 130469.677 | 19.95 | 20.05 | 19.95 | 20.05 | 0.25 | 900 | 0.1211 | 672.8186 | 0.02037
2017-11-22 08:15 | 28666 | 128.25 | 19.9739 | 9.3 | 1249.1395 | 0 | 917156.0991 | 600828.5204 | 470952.9626 | 0 | 129875.5578 | 19.95 | 20.05 | 19.95 | 20.05 | 0.25 | 900 | 0.11406 | 667.5872 | 0.019036
2017-11-22 08:30 | 28667 | 128.5 | 19.974 | 9.4 | 1219.1569 | 0 | 802160.3193 | 639511.7438 | 505032.2094 | 0 | 134479.5344 | 19.95 | 20.05 | 19.95 | 20.05 | 0.25 | 900 | 0.0967 | 710.5686 | 0.017178
2017-11-22 08:45 | 28668 | 128.75 | 19.9742 | 9.5 | 1203.2518 | 0 | 802160.3193 | 630059.2393 | 496774.5924 | 0 | 133284.6469 | 19.95 | 20.05 | 19.95 | 20.05 | 0.25 | 900 | 0.08491 | 700.0658 | 0.014861
2017-11-22 09:00 | 28669 | 129 | 20.0254 | 9.6 | 1270.4012 | 0 | 802160.3193 | 624683.132 | 492100.9222 | 0 | 132582.2098 | 20.0026 | 20.1026 | 20.0026 | 20.1026 | 0.25 | 900 | 0.11524 | 694.0924 | 0.019997
2017-11-22 09:15 | 28670 | 129.25 | 20.0381 | 9.5 | 1082.7135 | 0 | 802160.3193 | 643571.8735 | 508781.012 | 0 | 134790.8616 | 19.95 | 20.05 | 19.95 | 20.05 | 0.25 | 900 | 0.08572 | 715.0799 | 0.015324
2017-11-22 09:30 | 28671 | 129.5 | 20.0145 | 9.4 | 948.8694 | 0 | 755520.0357 | 591342.5799 | 462763.1384 | 0 | 128579.4415 | 19.95 | 20.05 | 19.95 | 20.05 | 0.25 | 900 | 0.08607 | 657.0473 | 0.014138
2017-11-22 09:45 | 28672 | 129.75 | 19.9821 | 9.3 | 890.7099 | 0 | 755520.0357 | 553855.052 | 429731.318 | 0 | 124123.734 | 19.95 | 20.05 | 19.95 | 20.05 | 0.25 | 900 | 0.07174 | 615.3945 | 0.011037
2017-11-22 10:00 | 28673 | 130 | 20.0468 | 9.2 | 1042.5788 | 0 | 755520.0357 | 538012.7545 | 415751.0396 | 0 | 122261.7149 | 20.0372 | 20.1372 | 20.0372 | 20.1372 | 0.25 | 900 | 0.08785 | 597.7919 | 0.013129
2017-11-22 10:15 | 28674 | 130.25 | 19.9633 | 9.125 | 752.5554 | 0 | 755520.0357 | 583588.7223 | 455791.1189 | 0 | 127797.6034 | 19.95 | 20.05 | 19.95 | 20.05 | 0.25 | 900 | 0.08049 | 648.4319 | 0.013048
2017-11-22 10:30 | 28675 | 130.5 | 19.9666 | 9.05 | 968.5115 | 0 | 771370.9002 | 499344.728 | 381673.9543 | 0 | 117670.7737 | 19.95 | 20.05 | 19.95 | 20.05 | 0.25 | 900 | 0.08153 | 554.8275 | 0.011309
2017-11-22 10:45 | 28676 | 130.75 | 19.9571 | 8.975 | 865.3016 | 0 | 771370.9002 | 562517.1863 | 437189.7207 | 0 | 125327.4656 | 19.95 | 20.05 | 19.95 | 20.05 | 0.25 | 900 | 0.08133 | 625.0191 | 0.012708
2017-11-22 11:00 | 28677 | 131 | 19.9566 | 8.9 | 913.8616 | 0 | 771370.9002 | 533712.6866 | 411832.5262 | 0 | 121880.1604 | 19.95 | 20.05 | 19.95 | 20.05 | 0.25 | 900 | 0.08073 | 593.0141 | 0.011969
2017-11-22 11:15 | 28678 | 131.25 | 19.9633 | 8.85 | 908.8053 | 0 | 771370.9002 | 548240.565 | 424570.9529 | 0 | 123669.6121 | 19.95 | 20.05 | 19.95 | 20.05 | 0.25 | 900 | 0.07994 | 609.1562 | 0.012174
2017-11-22 11:30 | 28679 | 131.5 | 19.9632 | 8.8 | 886.2493 | 0 | 784741.6695 | 547407.6402 | 423816.7561 | 0 | 123590.8841 | 19.95 | 20.05 | 19.95 | 20.05 | 0.25 | 900 | 0.07971 | 608.2307 | 0.012121
2017-11-22 11:45 | 28680 | 131.75 | 19.963 | 8.75 | 858.2522 | 0 | 784741.6695 | 541286.4972 | 418415.2297 | 0 | 122871.2676 | 19.95 | 20.05 | 19.95 | 20.05 | 0.25 | 900 | 0.07705 | 601.4294 | 0.011585
2017-11-22 12:00 | 28681 | 132 | 19.9619 | 8.7 | 775.6764 | 0 | 784741.6695 | 533720.7079 | 411745.1843 | 0 | 121975.5237 | 19.95 | 20.05 | 19.95 | 20.05 | 0.25 | 900 | 0.0773 | 593.023 | 0.01146
2017-11-22 12:15 | 28682 | 132.25 | 19.9669 | 8.775 | 729.0129 | 0 | 784741.6695 | 510531.5025 | 391348.4675 | 0 | 119183.035 | 19.95 | 20.05 | 19.95 | 20.05 | 0.25 | 900 | 0.07631 | 567.2572 | 0.010822
2017-11-22 12:30 | 28683 | 132.5 | 19.9673 | 8.85 | 654.0946 | 0 | 774510.3167 | 496842.3394 | 379347.2597 | 0 | 117495.0797 | 19.95 | 20.05 | 19.95 | 20.05 | 0.25 | 900 | 0.07751 | 552.047 | 0.010697
2017-11-22 12:45 | 28684 | 132.75 | 19.9653 | 8.925 | 589.2314 | 0 | 774510.3167 | 474750.6547 | 359957.6983 | 0 | 114792.9563 | 19.95 | 20.05 | 19.95 | 20.05 | 0.25 | 900 | 0.07694 | 527.5007 | 0.010146
2017-11-22 13:00 | 28685 | 133 | 19.9603 | 9 | 526.711 | 0 | 774510.3167 | 455556.7103 | 343110.0558 | 0 | 112446.6545 | 19.95 | 20.05 | 19.95 | 20.05 | 0.25 | 900 | 0.07528 | 506.1741 | 0.0095262
2017-11-22 13:15 | 28686 | 133.25 | 19.9517 | 9.125 | 453.9618 | 0 | 774510.3167 | 437024.5152 | 326839.6004 | 0 | 110184.9148 | 19.95 | 20.05 | 19.95 | 20.05 | 0.25 | 900 | 0.07545 | 485.5828 | 0.0091593
2017-11-22 13:30 | 28687 | 133.5 | 19.9459 | 9.25 | 454.5851 | 0 | 761050.4743 | 415287.814 | 307758.6287 | 0 | 107529.1853 | 19.95 | 20.05 | 19.95 | 20.05 | 0.25 | 900 | 0.07669 | 461.4309 | 0.0088468
2017-11-22 13:45 | 28688 | 133.75 | 19.9446 | 9.375 | 443.9493 | 0 | 761050.4743 | 414822.8451 | 307378.4862 | 0 | 107444.3589 | 19.95 | 20.05 | 19.95 | 20.05 | 0.25 | 900 | 0.08 | 460.9143 | 0.0092183
2017-11-22 14:00 | 28689.5 | 134.0625 | 19.9397 | 9.45 | 523.026 | 0 | 761050.4743 | 410246.2642 | 303394.7394 | 0 | 106851.5248 | 19.95 | 20.05 | 19.95 | 20.05 | 0.125 | 450 | 0.07881 | 455.8292 | 0.0044912
2017-11-22 14:15 | 28691.5 | 134.3125 | 19.9551 | 9.35 | 535.1325 | 0 | 763332.6768 | 424003.9284 | 315501.3171 | 0 | 108502.6113 | 19.95 | 20.05 | 19.95 | 20.05 | 0.125 | 450 | 0.07492 | 471.1155 | 0.0044018
2017-11-22 14:30 | 28693 | 134.5 | 19.9556 | 9.3 | 579.3994 | 0 | 765614.8792 | 438720.8535 | 328438.0174 | 0 | 110282.8362 | 19.95 | 20.05 | 19.95 | 20.05 | 0.25 | 900 | 0.07839 | 487.4676 | 0.0095531
2017-11-22 14:45 | 28694 | 134.75 | 20.0057 | 9.2 | 700.6526 | 0 | 765614.8792 | 453205.9274 | 341152.7329 | 0 | 112053.1945 | 20.0372 | 20.1372 | 20.0372 | 20.1372 | 0.25 | 900 | 0.0905 | 503.5621 | 0.011393
2017-11-22 15:00 | 28695 | 135 | 19.921 | 9.1 | 555.1312 | 0 | 765614.8792 | 486924.1137 | 370777.7282 | 0 | 116146.3855 | 19.95 | 20.05 | 19.95 | 20.05 | 0.25 | 900 | 0.07891 | 541.0268 | 0.010673
2017-11-22 15:15 | 28696 | 135.25 | 20.0048 | 8.975 | 823.1981 | 0 | 765614.8792 | 443515.9933 | 332574.1492 | 0 | 110941.8441 | 19.95 | 20.05 | 19.95 | 20.05 | 0.25 | 900 | 0.0806 | 492.7955 | 0.0099298
2017-11-22 15:30 | 28697 | 135.5 | 20.1172 | 8.85 | 719.6131 | 0 | 833027.0814 | 524005.4683 | 403298.8111 | 0 | 120706.6572 | 20.0673 | 20.1673 | 20.0673 | 20.1673 | 0.25 | 900 | 0.09339 | 582.2283 | 0.013594
2017-11-22 15:45 | 28698 | 135.75 | 20.0014 | 8.725 | 373.1035 | 0 | 833027.0814 | 496021.7687 | 378653.1244 | 0 | 117368.6443 | 19.95 | 20.05 | 19.95 | 20.05 | 0.25 | 900 | 0.09204 | 551.1353 | 0.012682
2017-11-22 16:00 | 28700 | 136.0833 | 19.972 | 8.15 | 647.7107 | 0 | 833027.0814 | 449509.5377 | 337709.6742 | 0 | 111799.8635 | 19.95 | 20.05 | 19.95 | 20.05 | 0.083333 | 300 | 0.09874 | 499.455 | 0.0041097
2017-11-22 16:15 | 28702.5 | 136.3125 | 19.957 | 7.5875 | 750.5555 | 0 | 943613.4829 | 476932.6698 | 361682.2625 | 0 | 115250.4073 | 19.95 | 20.05 | 19.95 | 20.05 | 0.125 | 450 | 0.09779 | 529.9252 | 0.0064786
2017-11-22 16:30 | 28705 | 136.5833 | 19.9577 | 6.8 | 927.0594 | 0 | 1054199.8844 | 519405.46 | 398642.5527 | 0 | 120762.9073 | 19.95 | 20.05 | 19.95 | 20.05 | 0.083333 | 300 | 0.09798 | 577.1172 | 0.0047122
2017-11-22 16:45 | 28707.5 | 136.8125 | 19.9587 | 6.2375 | 1059.3066 | 0 | 1054199.8844 | 564609.5822 | 438012.2832 | 0 | 126597.299 | 19.95 | 20.05 | 19.95 | 20.05 | 0.125 | 450 | 0.10444 | 627.344 | 0.0081673
2017-11-22 17:00 | 28709.5 | 137.0625 | 19.9606 | 5.8375 | 1057.7914 | 0 | 1054199.8844 | 613573.2305 | 480525.0301 | 0 | 133048.2003 | 19.95 | 20.05 | 19.95 | 20.05 | 0.125 | 450 | 0.10505 | 681.748 | 0.0089274
2017-11-22 17:15 | 28711 | 137.25 | 19.9602 | 5.775 | 992.8538 | 0 | 1054199.8844 | 639088.465 | 502659.8484 | 0 | 136428.6166 | 19.95 | 20.05 | 19.95 | 20.05 | 0.25 | 900 | 0.11116 | 710.0983 | 0.019734
2017-11-22 17:30 | 28712 | 137.5 | 19.9896 | 5.65 | 995.9862 | 0 | 1330183.6065 | 599038.6318 | 467582.712 | 0 | 131455.9198 | 19.95 | 20.05 | 19.95 | 20.05 | 0.25 | 900 | 0.11042 | 665.5985 | 0.018374
2017-11-22 17:45 | 28713 | 137.75 | 19.9904 | 5.525 | 898.7215 | 0 | 1330183.6065 | 602248.2972 | 470322.1327 | 0 | 131926.1644 | 19.95 | 20.05 | 19.95 | 20.05 | 0.25 | 900 | 0.11065 | 669.1648 | 0.018511
2017-11-22 18:00 | 28714 | 138 | 19.9907 | 5.4 | 881.0723 | 0 | 1330183.6065 | 573393.1736 | 445048.1363 | 0 | 128345.0373 | 19.95 | 20.05 | 19.95 | 20.05 | 0.25 | 900 | 0.11292 | 637.1035 | 0.017985
2017-11-22 18:15 | 28715 | 138.25 | 19.9902 | 5.2 | 711.7874 | 0 | 1330183.6065 | 569195.6969 | 441321.9779 | 0 | 127873.719 | 19.95 | 20.05 | 19.95 | 20.05 | 0.25 | 900 | 0.11249 | 632.4397 | 0.017786
2017-11-22 18:30 | 28716 | 138.5 | 19.9916 | 5 | 662.311 | 0 | 1419081.7863 | 519025.1997 | 397423.6026 | 0 | 121601.597 | 19.95 | 20.05 | 19.95 | 20.05 | 0.25 | 900 | 0.10555 | 576.6947 | 0.015218
2017-11-22 18:45 | 28717 | 138.75 | 19.9891 | 4.8 | 611.7275 | 0 | 1419081.7863 | 689751.9059 | 560352.7092 | 0 | 129399.1967 | 19.95 | 20.05 | 19.95 | 20.05 | 0.25 | 900 | 0.09888 | 766.391 | 0.018945
2017-11-22 19:00 | 28718 | 139 | 19.9876 | 4.6 | 576.173 | 0 | 1419081.7863 | 663864.5567 | 536774.6655 | 0 | 127089.8912 | 19.95 | 20.05 | 19.95 | 20.05 | 0.25 | 900 | 0.10411 | 737.6273 | 0.019199
2017-11-22 19:15 | 28719 | 139.25 | 19.9438 | 4.6 | 551.5831 | 0 | 1419081.7863 | 646305.1654 | 520752.8735 | 0 | 125552.2919 | 19.95 | 20.05 | 19.95 | 20.05 | 0.25 | 900 | 0.10296 | 718.1169 | 0.018484
2017-11-22 19:30 | 28720 | 139.5 | 19.944 | 4.6 | 723.2666 | 0 | 1392175.501 | 630964.4118 | 506859.9588 | 0 | 124104.453 | 19.95 | 20.05 | 19.95 | 20.05 | 0.25 | 900 | 0.09993 | 701.0716 | 0.017515
2017-11-22 19:45 | 28721 | 139.75 | 19.9454 | 4.6 | 750.4776 | 0 | 1392175.501 | 728061.7918 | 594781.5136 | 0 | 133280.2782 | 19.95 | 20.05 | 19.95 | 20.05 | 0.25 | 900 | 0.097 | 808.9575 | 0.019617
2017-11-22 20:00 | 28722 | 140 | 19.947 | 4.6 | 825.8766 | 0 | 1392175.501 | 743086.1347 | 608384.288 | 0 | 134701.8467 | 19.95 | 20.05 | 19.95 | 20.05 | 0.25 | 900 | 0.09245 | 825.6513 | 0.019083
2017-11-22 20:15 | 28723 | 140.25 | 19.9681 | 4.425 | 877.8678 | 0 | 1392175.501 | 784374.1945 | 645768.8886 | 0 | 138605.306 | 19.95 | 20.05 | 19.95 | 20.05 | 0.25 | 900 | 0.088 | 871.5269 | 0.019174
2017-11-22 20:30 | 28724 | 140.5 | 19.9701 | 4.25 | 868.1026 | 0 | 1377595.0107 | 805877.7788 | 664471.4717 | 0 | 141406.3071 | 19.95 | 20.05 | 19.95 | 20.05 | 0.25 | 900 | 0.08954 | 895.4198 | 0.020044
2017-11-22 20:45 | 28725.5 | 140.8125 | 20.2237 | 3.9875 | 1624.5283 | 0 | 1377595.0107 | 798828.2873 | 656915.3341 | 0 | 141912.9532 | 20.2143 | 20.3143 | 20.2143 | 20.3143 | 0.125 | 450 | 0.08741 | 887.587 | 0.0096927
2017-11-22 21:00 | 28727.5 | 141.0625 | 20.2366 | 3.825 | 255.0874 | 38.3157 | 1377595.0107 | 937391.5455 | 780759.3879 | 0 | 156632.1575 | 20.2143 | 20.3143 | 20.2143 | 20.3143 | 0.125 | 450 | 0.09976 | 1041.5462 | 0.012866
2017-11-22 21:15 | 28729 | 141.25 | 19.9729 | 3.75 | 1593.0543 | 0 | 1377595.0107 | 1069422.1714 | 899111.3896 | 0 | 170310.7818 | 19.95 | 20.05 | 19.95 | 20.05 | 0.25 | 900 | 0.09526 | 1188.2469 | 0.028298
2017-11-22 21:30 | 28730 | 141.5 | 20.0052 | 3.6 | 1293.4272 | 0 | 1264143.4163 | 708075.5728 | 574131.4618 | 0 | 133944.111 | 19.95 | 20.05 | 19.95 | 20.05 | 0.25 | 900 | 0.09053 | 786.7506 | 0.017806
2017-11-22 21:45 | 28731 | 141.75 | 19.9869 | 3.45 | 627.9471 | 0 | 1264143.4163 | 1007319.1727 | 843462.0423 | 0 | 163857.1304 | 19.95 | 20.05 | 19.95 | 20.05 | 0.25 | 900 | 0.08543 | 1119.2435 | 0.023904
2017-11-22 22:00 | 28732 | 142 | 19.9901 | 3.3 | 778.7368 | 0 | 1264143.4163 | 665042.494 | 535524.3554 | 0 | 129518.1386 | 19.95 | 20.05 | 19.95 | 20.05 | 0.25 | 900 | 0.09509 | 738.9361 | 0.017566
2017-11-22 22:15 | 28733 | 142.25 | 19.9617 | 3.3 | 808.3023 | 0 | 1264143.4163 | 750535.0914 | 612526.0186 | 0 | 138009.0728 | 19.95 | 20.05 | 19.95 | 20.05 | 0.25 | 900 | 0.09064 | 833.9279 | 0.018897
2017-11-22 22:30 | 28734 | 142.5 | 19.965 | 3.3 | 934.4832 | 0 | 1009469.0009 | 762454.613 | 623097.4353 | 0 | 139357.1776 | 19.95 | 20.05 | 19.95 | 20.05 | 0.25 | 900 | 0.08971 | 847.1718 | 0.019
2017-11-22 22:45 | 28735 | 142.75 | 19.9636 | 3.3 | 962.7233 | 0 | 1009469.0009 | 827776.4947 | 681692.6177 | 0 | 146083.877 | 19.95 | 20.05 | 19.95 | 20.05 | 0.25 | 900 | 0.08434 | 919.7517 | 0.019393
2017-11-22 23:00 | 28736 | 143 | 19.9589 | 3.3 | 1043.6669 | 0 | 1009469.0009 | 839551.1004 | 692098.1791 | 0 | 147452.9212 | 19.95 | 20.05 | 19.95 | 20.05 | 0.25 | 900 | 0.08799 | 932.8346 | 0.02052
2017-11-22 23:15 | 28737 | 143.25 | 19.9847 | 3.3 | 1148.4246 | 0 | 1009469.0009 | 878199.5608 | 726648.5642 | 0 | 151550.9966 | 19.95 | 20.05 | 19.95 | 20.05 | 0.25 | 900 | 0.0839 | 975.7773 | 0.020467
2017-11-22 23:30 | 28738 | 143.5 | 19.9859 | 3.3 | 1120.7696 | 0 | 787730.259 | 936634.3809 | 779384.3769 | 0 | 157250.004 | 19.95 | 20.05 | 19.95 | 20.05 | 0.25 | 900 | 0.08264 | 1040.7049 | 0.021501
2017-11-22 23:45 | 28739.5 | 143.8125 | 19.7616 | 3.3 | 577.018 | 88.5406 | 787730.259 | 934154.8571 | 777473.5332 | 0 | 156681.324 | 19.6896 | 19.7896 | 19.6896 | 19.7896 | 0.125 | 450 | 0.08193 | 1037.9498 | 0.010622
2017-11-23 | 28741 | 144 | 19.4531 | 3.3 | 1274.0054 | 0 | 787730.259 | 944245.6099 | 786656.1513 | 0 | 157589.4586 | 19.4292 | 19.5292 | 19.4292 | 19.5292 | 0.25 | 900 | 0.08193 | 1049.1618 | 0.021489

## Details_2025-12-24
datetime | Unnamed: 0 | sim_time | Zone Air Temperature,LIVING_UNIT1 | Site Outdoor Air Drybulb Temperature,ENVIRONMENT | Zone Air System Sensible Heating Rate,LIVING_UNIT1 | Zone Air System Sensible Cooling Rate,LIVING_UNIT1 | Electricity:Building | Electricity:HVAC | Heating:Electricity | Cooling:Electricity | Fans:Electricity | Zone Thermostat Heating Setpoint Temperature,LIVING_UNIT1 | Zone Thermostat Cooling Setpoint Temperature,LIVING_UNIT1 | Zone Temperature Control,Heating Setpoint,LIVING_UNIT1 | Zone Temperature Control,Cooling Setpoint,LIVING_UNIT1 | dt_hours | dt_seconds | current_price | P_total_W | step_cost_real
2017-12-24 | 30480 | 120 | 19.977 | 7 | 977.8473 | 0 | 787730.259 | 576294.4977 | 0 | 0 | 0 | 19.9636 | 20.0636 | 19.9636 | 20.0636 | 0.25 | 900 | 0.06587 | 0 | 0
2017-12-24 00:15 | 30481 | 120.25 | 19.9596 | 7.05 | 1011.4158 | 0 | 787730.259 | 583542.3229 | 454650.2814 | 0 | 128892.0416 | 19.95 | 20.05 | 19.95 | 20.05 | 0.25 | 900 | 0.06541 | 648.3804 | 0.010603
2017-12-24 00:30 | 30482 | 120.5 | 19.9626 | 7.1 | 1116.5317 | 0 | 613262.9701 | 592437.9245 | 462468.2003 | 0 | 129969.7242 | 19.95 | 20.05 | 19.95 | 20.05 | 0.25 | 900 | 0.05566 | 658.2644 | 0.0091597
2017-12-24 00:45 | 30483.5 | 120.8125 | 20.2115 | 7.175 | 1997.8254 | 0 | 613262.9701 | 626986.6894 | 492777.1676 | 0 | 134209.5218 | 20.2164 | 20.3164 | 20.2164 | 20.3164 | 0.125 | 450 | 0.04993 | 696.6519 | 0.0043462
2017-12-24 01:00 | 30485 | 121 | 20.4926 | 7.2 | 860.742 | 0 | 613262.9701 | 630901.2504 | 496221.1939 | 0 | 134680.0565 | 20.4828 | 20.5828 | 20.4828 | 20.5828 | 0.25 | 900 | 0.057 | 701.0014 | 0.0099893
2017-12-24 01:15 | 30486 | 121.25 | 20.2375 | 7.25 | 804.8554 | 0 | 613262.9701 | 838657.5044 | 678302.3477 | 0 | 160355.1567 | 20.2029 | 20.3029 | 20.2029 | 20.3029 | 0.25 | 900 | 0.05348 | 931.8417 | 0.012459
2017-12-24 01:30 | 30487 | 121.5 | 19.9972 | 7.3 | 1251.0797 | 0 | 562337.4017 | 526501.181 | 404786.9521 | 0 | 121714.2289 | 19.95 | 20.05 | 19.95 | 20.05 | 0.25 | 900 | 0.0509 | 585.0013 | 0.0074441
2017-12-24 01:45 | 30490.5 | 121.8542 | 21.3984 | 7.3917 | 3369.205 | 12.6448 | 562337.4017 | 660490.1158 | 522266.5315 | 0 | 138223.5843 | 21.5424 | 21.6424 | 21.5424 | 21.6424 | 0.041667 | 150 | 0.04687 | 733.8779 | 0.0014326
2017-12-24 02:00 | 30494 | 122 | 21.8707 | 7.4 | 2426.9711 | 0 | 562337.4017 | 661831.5148 | 523447.3999 | 0 | 138384.1149 | 21.8608 | 21.9608 | 21.8608 | 21.9608 | 0.25 | 900 | 0.05088 | 735.3683 | 0.0093539
2017-12-24 02:15 | 30495 | 122.25 | 21.6218 | 7.175 | 1183.3703 | 0 | 562337.4017 | 1643310.4866 | 1443643.9509 | 0 | 199666.5357 | 21.5694 | 21.6694 | 21.5694 | 21.6694 | 0.25 | 900 | 0.04828 | 1825.9005 | 0.022039
2017-12-24 02:30 | 30496.5 | 122.5625 | 21.1496 | 6.8375 | 1415.7503 | 0 | 545753.3182 | 771435.0962 | 619263.3448 | 0 | 152171.7515 | 21.0991 | 21.1991 | 21.0991 | 21.1991 | 0.125 | 450 | 0.04807 | 857.1501 | 0.0050925
2017-12-24 02:45 | 30498.5 | 122.8125 | 20.7838 | 6.6125 | 1055.8521 | 0 | 545753.3182 | 798151.4957 | 642520.7874 | 0 | 155630.7084 | 20.7692 | 20.8692 | 20.7692 | 20.8692 | 0.125 | 450 | 0.04721 | 886.835 | 0.0052787
2017-12-24 03:00 | 30500.5 | 123.0625 | 20.4577 | 6.525 | 813.9929 | 30.0436 | 545753.3182 | 622594.5431 | 488653.4251 | 0 | 133941.1179 | 20.4313 | 20.5313 | 20.4313 | 20.5313 | 0.125 | 450 | 0.04728 | 691.7717 | 0.0041199
2017-12-24 03:15 | 30502.5 | 123.3125 | 20.1427 | 6.575 | 629.0223 | 29.1088 | 539558.4926 | 510266.8534 | 390280.3337 | 0 | 119986.5197 | 20.1057 | 20.2057 | 20.1057 | 20.2057 | 0.125 | 450 | 0.04682 | 566.9632 | 0.0033356
2017-12-24 03:30 | 30504 | 123.5 | 19.9613 | 6.6 | 904.4455 | 0 | 533363.667 | 470038.3042 | 355081.8141 | 0 | 114956.4901 | 19.95 | 20.05 | 19.95 | 20.05 | 0.25 | 900 | 0.04447 | 522.2648 | 0.0058063
2017-12-24 03:45 | 30505.5 | 123.8125 | 20.2676 | 6.675 | 1621.8564 | 0 | 533363.667 | 473514.406 | 358150.8213 | 0 | 115363.5847 | 20.2621 | 20.3621 | 20.2621 | 20.3621 | 0.125 | 450 | 0.04212 | 526.1271 | 0.002748
2017-12-24 04:00 | 30507.5 | 124.0625 | 20.4205 | 6.6875 | 349.7267 | 0 | 533363.667 | 611932.379 | 479344.7892 | 0 | 132587.5898 | 20.4126 | 20.5126 | 20.4126 | 20.5126 | 0.125 | 450 | 0.0463 | 679.9249 | 0.0038999
2017-12-24 04:15 | 30509 | 124.25 | 20.2661 | 6.675 | 1455.9706 | 0 | 533363.667 | 693895.0098 | 551111.8422 | 0 | 142783.1676 | 20.251 | 20.351 | 20.251 | 20.351 | 0.25 | 900 | 0.04379 | 770.9945 | 0.0084405
2017-12-24 04:30 | 30510 | 124.5 | 19.9769 | 6.65 | 774.1522 | 0 | 566989.6412 | 582268.7619 | 453372.7836 | 0 | 128895.9783 | 19.95 | 20.05 | 19.95 | 20.05 | 0.25 | 900 | 0.04087 | 646.9653 | 0.0066104
2017-12-24 04:45 | 30513.5 | 124.8542 | 21.2788 | 6.6042 | 2722.1801 | 0 | 566989.6412 | 552624.3986 | 427400.0343 | 0 | 125224.3643 | 21.3904 | 21.4904 | 21.3904 | 21.4904 | 0.041667 | 150 | 0.04035 | 614.0271 | 0.0010299
2017-12-24 05:00 | 30517 | 125 | 21.687 | 6.6 | 1894.3167 | 0 | 566989.6412 | 559097.7444 | 433064.8863 | 0 | 126032.8581 | 21.6784 | 21.7784 | 21.6784 | 21.7784 | 0.25 | 900 | 0.04421 | 621.2197 | 0.006866
2017-12-24 05:15 | 30518.5 | 125.3125 | 21.1687 | 6.525 | 633.9218 | 0 | 631527.0219 | 975892.2557 | 829763.9695 | 0 | 146128.2862 | 21.1494 | 21.2494 | 21.1494 | 21.2494 | 0.125 | 450 | 0.04208 | 1084.3247 | 0.0059074
2017-12-24 05:30 | 30520.5 | 125.5625 | 20.8097 | 6.475 | 1007.5923 | 0 | 696064.4026 | 572451.6285 | 444701.3859 | 0 | 127750.2426 | 20.7952 | 20.8952 | 20.7952 | 20.8952 | 0.125 | 450 | 0.04451 | 636.0574 | 0.0034896
2017-12-24 05:45 | 30522.5 | 125.8125 | 20.4786 | 6.425 | 826.8085 | 30.9016 | 696064.4026 | 620519.9885 | 486750.5836 | 0 | 133769.4048 | 20.4461 | 20.5461 | 20.4461 | 20.5461 | 0.125 | 450 | 0.04504 | 689.4667 | 0.0039115
2017-12-24 06:00 | 30524.5 | 126.0625 | 20.1592 | 6.4125 | 601.5855 | 29.9775 | 696064.4026 | 505886.4099 | 386412.3017 | 0 | 119474.1082 | 20.1119 | 20.2119 | 20.1119 | 20.2119 | 0.125 | 450 | 0.045 | 562.096 | 0.0031797
2017-12-24 06:15 | 30530.5 | 126.3625 | 22.3853 | 6.4475 | 3971.4045 | 0 | 818913.8523 | 406774.644 | 299682.8309 | 0 | 107091.813 | 22.8379 | 22.9379 | 22.8379 | 22.9379 | 0.025 | 90 | 0.04502 | 451.9718 | 0.00051129
2017-12-24 06:30 | 30536 | 126.5 | 23.1658 | 6.45 | 2346.6993 | 0 | 832563.7912 | 400548.3892 | 294235.3623 | 0 | 106313.0268 | 23.1588 | 23.2588 | 23.1588 | 23.2588 | 0.25 | 900 | 0.05 | 445.0538 | 0.0055632
2017-12-24 06:45 | 30537.5 | 126.8125 | 22.5907 | 6.4875 | 1300.0641 | 0 | 832563.7912 | 1376353.9616 | 1202076.9639 | 0 | 174276.9977 | 22.5565 | 22.6565 | 22.5565 | 22.6565 | 0.125 | 450 | 0.05064 | 1529.2822 | 0.010021
2017-12-24 07:00 | 30541 | 127.1 | 23.457 | 6.44 | 4214.1161 | 0 | 832563.7912 | 876618.3685 | 710886.173 | 0 | 165732.1956 | 23.5807 | 23.6807 | 23.5807 | 23.6807 | 0.05 | 180 | 0.05 | 974.0204 | 0.0024351
2017-12-24 07:15 | 30544.5 | 127.3125 | 23.6443 | 6.3875 | 2456.5154 | 0 | 874859.9451 | 1408913.1225 | 1206864.4254 | 0 | 202048.6971 | 23.6198 | 23.7198 | 23.6198 | 23.7198 | 0.125 | 450 | 0.0592 | 1565.459 | 0.011324
2017-12-24 07:30 | 30546.5 | 127.5625 | 23.1683 | 6.3125 | 2500.8667 | 0 | 917156.0991 | 1480840.9473 | 1269716.5164 | 0 | 211124.4309 | 23.1341 | 23.2341 | 23.1341 | 23.2341 | 0.125 | 450 | 0.06124 | 1645.3788 | 0.012824
2017-12-24 07:45 | 30548.5 | 127.8125 | 22.7363 | 6.2375 | 1824.8666 | 0 | 917156.0991 | 987609.9708 | 807815.8706 | 0 | 179794.1001 | 22.7104 | 22.8104 | 22.7104 | 22.8104 | 0.125 | 450 | 0.06879 | 1097.3444 | 0.0094927
2017-12-24 08:00 | 30550.5 | 128.0625 | 22.3342 | 6.2125 | 1464.1683 | 0 | 917156.0991 | 829408.6749 | 669343.3882 | 0 | 160065.2867 | 22.3128 | 22.4128 | 22.3128 | 22.4128 | 0.125 | 450 | 0.07075 | 921.5652 | 0.0081952
2017-12-24 08:15 | 30552.5 | 128.3125 | 21.9447 | 6.2375 | 1209.3932 | 0 | 859658.2092 | 729045.9144 | 581528.6875 | 0 | 147517.2269 | 21.9269 | 22.0269 | 21.9269 | 22.0269 | 0.125 | 450 | 0.07088 | 810.051 | 0.0071977
2017-12-24 08:30 | 30554.5 | 128.5625 | 21.553 | 6.2625 | 957.7062 | 34.6405 | 802160.3193 | 656277.8064 | 517893.2997 | 0 | 138384.5067 | 21.5473 | 21.6473 | 21.5473 | 21.6473 | 0.125 | 450 | 0.07941 | 729.1976 | 0.0072685
2017-12-24 08:45 | 30556.5 | 128.8125 | 21.2315 | 6.2875 | 871.8666 | 50.8981 | 802160.3193 | 580130.1129 | 451296.0403 | 0 | 128834.0726 | 21.1704 | 21.2704 | 21.1704 | 21.2704 | 0.125 | 450 | 0.08153 | 644.589 | 0.0065955
2017-12-24 09:00 | 30558.5 | 129.0625 | 20.8548 | 6.35 | 478.3912 | 32.3374 | 802160.3193 | 488376.0857 | 369085.272 | 1805.1393 | 117485.6744 | 20.7981 | 20.8981 | 20.7981 | 20.8981 | 0.125 | 450 | 0.08238 | 542.6401 | 0.0056312
2017-12-24 09:15 | 30560.5 | 129.3125 | 20.4984 | 6.45 | 358.971 | 143.1147 | 778840.1775 | 411280.3313 | 301653.6826 | 1805.1393 | 107821.5094 | 20.4395 | 20.5395 | 20.4395 | 20.5395 | 0.125 | 450 | 0.07768 | 456.9781 | 0.0044518
2017-12-24 09:30 | 30562.5 | 129.5625 | 20.1648 | 6.55 | 179.4467 | 214.0087 | 755520.0357 | 376510.4937 | 259135.1835 | 12975.5354 | 104399.7748 | 20.1078 | 20.2078 | 20.1078 | 20.2078 | 0.125 | 450 | 0.07402 | 418.345 | 0.0038807
2017-12-24 09:45 | 30564.5 | 129.8125 | 20.1019 | 6.65 | 440.5666 | 0 | 755520.0357 | 343561.8394 | 207135.0022 | 34334.1577 | 102092.6795 | 20.0995 | 20.1995 | 20.0995 | 20.1995 | 0.125 | 450 | 0.06536 | 381.7354 | 0.0031299
2017-12-24 10:00 | 30566.5 | 130.0625 | 20.2041 | 6.8875 | 0 | 433.4392 | 755520.0357 | 371345.9938 | 244072.9597 | 22712.9005 | 104560.1336 | 20.0995 | 20.1995 | 20.0995 | 20.1995 | 0.125 | 450 | 0.075 | 412.6067 | 0.0038361
2017-12-24 10:15 | 30569 | 130.3333 | 20.008 | 7.325 | 34.5372 | 100.5067 | 766087.2787 | 390985.6513 | 225776.1773 | 55411.8083 | 109797.6658 | 19.95 | 20.05 | 19.95 | 20.05 | 0.083333 | 300 | 0.06801 | 434.4285 | 0.0024621
2017-12-24 10:30 | 30572 | 130.5833 | 20.0505 | 7.7 | 0 | 312.0454 | 771370.9002 | 328322.9195 | 177466.1694 | 49360.7823 | 101495.9678 | 19.95 | 20.05 | 19.95 | 20.05 | 0.083333 | 300 | 0.06528 | 364.8032 | 0.0019845
2017-12-24 10:45 | 30575 | 130.8333 | 20.0507 | 8.075 | 0 | 386.9316 | 771370.9002 | 321820.7725 | 169861.9315 | 51098.8388 | 100860.0022 | 19.95 | 20.05 | 19.95 | 20.05 | 0.083333 | 300 | 0.06058 | 357.5786 | 0.0018052
2017-12-24 11:00 | 30578 | 131.0833 | 20.0508 | 8.2333 | 0 | 460.1977 | 771370.9002 | 346834.442 | 164961.8402 | 75763.5719 | 106109.03 | 19.95 | 20.05 | 19.95 | 20.05 | 0.083333 | 300 | 0.06045 | 385.3716 | 0.0019413
2017-12-24 11:15 | 30580.5 | 131.3125 | 20.0509 | 8.275 | 0 | 503.9259 | 778056.2848 | 361873.1011 | 162008.4255 | 90591.9178 | 109272.7579 | 19.95 | 20.05 | 19.95 | 20.05 | 0.125 | 450 | 0.05791 | 402.0812 | 0.0029068
2017-12-24 11:30 | 30582.5 | 131.5625 | 20.0514 | 8.325 | 0 | 540.4502 | 784741.6695 | 374195.1218 | 159581.8379 | 102741.1407 | 111872.1433 | 19.95 | 20.05 | 19.95 | 20.05 | 0.125 | 450 | 0.05674 | 415.7724 | 0.0029461
2017-12-24 11:45 | 30584.5 | 131.8125 | 20.0513 | 8.375 | 0 | 555.4498 | 784741.6695 | 382136.7693 | 158011.2071 | 110570.9433 | 113554.619 | 19.95 | 20.05 | 19.95 | 20.05 | 0.125 | 450 | 0.05435 | 424.5964 | 0.0028832
2017-12-24 12:00 | 30586.5 | 132.0625 | 20.0511 | 8.4625 | 0 | 531.06 | 784741.6695 | 385436.7317 | 157346.286 | 113823.5565 | 114266.8891 | 19.95 | 20.05 | 19.95 | 20.05 | 0.125 | 450 | 0.0559 | 428.263 | 0.0029922
2017-12-24 12:15 | 30588 | 132.25 | 20.0508 | 8.525 | 0 | 503.6854 | 784741.6695 | 386037.0173 | 157218.8183 | 114414.7652 | 114403.4339 | 19.95 | 20.05 | 19.95 | 20.05 | 0.25 | 900 | 0.05493 | 428.93 | 0.0058903
2017-12-24 12:30 | 30589.5 | 132.5625 | 20.0387 | 8.7125 | 0 | 312.3031 | 774510.3167 | 365403.0746 | 161253.988 | 94068.1676 | 110080.919 | 19.95 | 20.05 | 19.95 | 20.05 | 0.125 | 450 | 0.05455 | 406.0034 | 0.0027724
2017-12-24 12:45 | 30592 | 132.8333 | 20.0501 | 8.8583 | 0 | 193.7699 | 774510.3167 | 329696.8843 | 168268.6252 | 58861.4909 | 102566.7681 | 19.95 | 20.05 | 19.95 | 20.05 | 0.083333 | 300 | 0.0537 | 366.3299 | 0.0016393
2017-12-24 13:00 | 30595 | 133.0833 | 20.0499 | 8.9 | 0 | 150.6205 | 774510.3167 | 299476.7126 | 174207.3633 | 29064.2179 | 96205.1314 | 19.95 | 20.05 | 19.95 | 20.05 | 0.083333 | 300 | 0.05345 | 332.7519 | 0.0014821
2017-12-24 13:15 | 30597.5 | 133.3125 | 20.0502 | 8.9 | 0 | 178.5196 | 767780.3955 | 293832.9455 | 175316.4521 | 23499.4292 | 95017.0642 | 19.95 | 20.05 | 19.95 | 20.05 | 0.125 | 450 | 0.05352 | 326.4811 | 0.0021829
2017-12-24 13:30 | 30599.5 | 133.5625 | 20.0499 | 8.9 | 0 | 203.502 | 761050.4743 | 300384.2453 | 174029.0189 | 29959.0506 | 96396.1758 | 19.95 | 20.05 | 19.95 | 20.05 | 0.125 | 450 | 0.05426 | 333.7603 | 0.0022617
2017-12-24 13:45 | 30601 | 133.75 | 20.0503 | 8.9 | 0 | 211.621 | 761050.4743 | 304431.1201 | 173233.7445 | 33949.2938 | 97248.0818 | 19.95 | 20.05 | 19.95 | 20.05 | 0.25 | 900 | 0.05521 | 338.2568 | 0.0046688
2017-12-24 14:00 | 30602 | 134 | 20.0559 | 8.9 | 0 | 162.8643 | 761050.4743 | 307721.6073 | 172587.1121 | 37193.7342 | 97940.761 | 19.95 | 20.05 | 19.95 | 20.05 | 0.25 | 900 | 0.05472 | 341.9129 | 0.0046774
2017-12-24 14:15 | 30603 | 134.25 | 20.0526 | 8.9 | 0 | 123.5223 | 761050.4743 | 296740.4349 | 174745.0848 | 26366.2314 | 95629.1187 | 19.95 | 20.05 | 19.95 | 20.05 | 0.25 | 900 | 0.05641 | 329.7116 | 0.0046498
2017-12-24 14:30 | 30604 | 134.5 | 20.0416 | 8.9 | 0 | 45.5296 | 765614.8792 | 287809.1332 | 176500.2258 | 17559.9136 | 93748.9938 | 19.95 | 20.05 | 19.95 | 20.05 | 0.25 | 900 | 0.05878 | 319.7879 | 0.0046993
2017-12-24 14:45 | 30605 | 134.75 | 19.9897 | 8.9 | 0 | 44.0292 | 765614.8792 | 270000 | 180000 | 0 | 90000 | 19.95 | 20.05 | 19.95 | 20.05 | 0.25 | 900 | 0.06418 | 300 | 0.0048135
2017-12-24 15:00 | 30606 | 135 | 19.9523 | 8.9 | 66.224 | 0 | 765614.8792 | 270000 | 180000 | 0 | 90000 | 19.95 | 20.05 | 19.95 | 20.05 | 0.25 | 900 | 0.05844 | 300 | 0.004383
2017-12-24 15:15 | 30607 | 135.25 | 20.068 | 8.9 | 388.3605 | 0 | 765614.8792 | 302723.6883 | 208763.8275 | 0 | 93959.8607 | 20.063 | 20.163 | 20.063 | 20.163 | 0.25 | 900 | 0.07016 | 336.3597 | 0.0058997
2017-12-24 15:30 | 30608 | 135.5 | 19.9564 | 8.9 | 63.5744 | 0 | 833027.0814 | 399593.511 | 293911.53 | 0 | 105681.981 | 19.95 | 20.05 | 19.95 | 20.05 | 0.25 | 900 | 0.07062 | 443.9928 | 0.0078387
2017-12-24 15:45 | 30609 | 135.75 | 19.9607 | 8.9 | 466.6493 | 0 | 833027.0814 | 301277.5094 | 207492.6493 | 0 | 93784.8601 | 19.95 | 20.05 | 19.95 | 20.05 | 0.25 | 900 | 0.07115 | 334.7528 | 0.0059544
2017-12-24 16:00 | 30610 | 136 | 19.9612 | 8.9 | 394.6567 | 0 | 833027.0814 | 420527.8539 | 312312.6291 | 0 | 108215.2248 | 19.95 | 20.05 | 19.95 | 20.05 | 0.25 | 900 | 0.06831 | 467.2532 | 0.0079795
2017-12-24 16:15 | 30611 | 136.25 | 20.0658 | 8.9 | 611.65 | 0 | 833027.0814 | 399550.5125 | 293873.7347 | 0 | 105676.7778 | 20.063 | 20.163 | 20.063 | 20.163 | 0.25 | 900 | 0.07671 | 443.945 | 0.0085138
2017-12-24 16:30 | 30612 | 136.5 | 19.9563 | 8.9 | 285.8905 | 0 | 1054199.8844 | 464394.5696 | 350871.0774 | 0 | 113523.4922 | 19.95 | 20.05 | 19.95 | 20.05 | 0.25 | 900 | 0.07915 | 515.994 | 0.01021
2017-12-24 16:45 | 30613 | 136.75 | 19.9587 | 8.9 | 621.9921 | 0 | 1054199.8844 | 366461.8558 | 264789.1032 | 0 | 101672.7526 | 19.95 | 20.05 | 19.95 | 20.05 | 0.25 | 900 | 0.07992 | 407.1798 | 0.0081355
2017-12-24 17:00 | 30614 | 137 | 19.9577 | 8.9 | 515.8474 | 0 | 1054199.8844 | 465362.2128 | 351721.6271 | 0 | 113640.5857 | 19.95 | 20.05 | 19.95 | 20.05 | 0.25 | 900 | 0.07801 | 517.0691 | 0.010084
2017-12-24 17:15 | 30615 | 137.25 | 19.9578 | 8.9 | 454.7778 | 0 | 1054199.8844 | 434688.6396 | 324759.8323 | 0 | 109928.8073 | 19.95 | 20.05 | 19.95 | 20.05 | 0.25 | 900 | 0.0815 | 482.9874 | 0.0098409
2017-12-24 17:30 | 30616 | 137.5 | 19.9577 | 8.9 | 458.9127 | 0 | 1330183.6065 | 417010.9963 | 309221.3429 | 0 | 107789.6534 | 19.95 | 20.05 | 19.95 | 20.05 | 0.25 | 900 | 0.08384 | 463.3456 | 0.0097117
2017-12-24 17:45 | 30617 | 137.75 | 19.9579 | 8.9 | 468.0579 | 0 | 1330183.6065 | 418210.2767 | 310275.4995 | 0 | 107934.7771 | 19.95 | 20.05 | 19.95 | 20.05 | 0.25 | 900 | 0.08233 | 464.6781 | 0.0095642
2017-12-24 18:00 | 30618 | 138 | 19.9581 | 8.9 | 477.2187 | 0 | 1330183.6065 | 420865.3338 | 312609.2709 | 0 | 108256.0629 | 19.95 | 20.05 | 19.95 | 20.05 | 0.25 | 900 | 0.08466 | 467.6281 | 0.0098973
2017-12-24 18:15 | 30619 | 138.25 | 19.9463 | 8.9 | 368.6796 | 0 | 1330183.6065 | 423521.2614 | 314943.8073 | 0 | 108577.4541 | 19.95 | 20.05 | 19.95 | 20.05 | 0.25 | 900 | 0.07057 | 470.5792 | 0.0083022
2017-12-24 18:30 | 30620 | 138.5 | 19.9499 | 8.9 | 460.5027 | 0 | 1419081.7863 | 391788.1206 | 287050.6621 | 0 | 104737.4585 | 19.95 | 20.05 | 19.95 | 20.05 | 0.25 | 900 | 0.07631 | 435.3201 | 0.0083048
2017-12-24 18:45 | 30621 | 138.75 | 19.9388 | 8.9 | 470.6615 | 0 | 1419081.7863 | 418723.4944 | 310726.6133 | 0 | 107996.8811 | 19.95 | 20.05 | 19.95 | 20.05 | 0.25 | 900 | 0.07025 | 465.2483 | 0.0081709
2017-12-24 19:00 | 30622 | 139 | 19.9294 | 8.9 | 544.4326 | 0 | 1419081.7863 | 421463.0838 | 313134.6877 | 0 | 108328.3961 | 19.95 | 20.05 | 19.95 | 20.05 | 0.25 | 900 | 0.07089 | 468.2923 | 0.0082993
2017-12-24 19:15 | 30623 | 139.25 | 19.9895 | 8.9 | 588.2308 | 0 | 1419081.7863 | 442824.9628 | 331911.5871 | 0 | 110913.3756 | 19.95 | 20.05 | 19.95 | 20.05 | 0.25 | 900 | 0.06818 | 492.0277 | 0.0083866
2017-12-24 19:30 | 30624 | 139.5 | 19.9755 | 8.9 | 424.9637 | 0 | 1392175.501 | 456742.2822 | 344144.7857 | 0 | 112597.4965 | 19.95 | 20.05 | 19.95 | 20.05 | 0.25 | 900 | 0.0711 | 507.4914 | 0.0090207
2017-12-24 19:45 | 30625 | 139.75 | 19.9676 | 8.9 | 438.7713 | 0 | 1392175.501 | 408247.5807 | 301518.3794 | 0 | 106729.2013 | 19.95 | 20.05 | 19.95 | 20.05 | 0.25 | 900 | 0.0663 | 453.6084 | 0.0075186
2017-12-24 20:00 | 30626 | 140 | 19.9695 | 8.9 | 407.1616 | 0 | 1392175.501 | 412313.1034 | 305091.9373 | 0 | 107221.1661 | 19.95 | 20.05 | 19.95 | 20.05 | 0.25 | 900 | 0.07028 | 458.1257 | 0.0080493
2017-12-24 20:15 | 30627 | 140.25 | 19.9583 | 8.9 | 377.1994 | 0 | 1392175.501 | 403260.3644 | 297134.6612 | 0 | 106125.7032 | 19.95 | 20.05 | 19.95 | 20.05 | 0.25 | 900 | 0.06775 | 448.0671 | 0.0075891
2017-12-24 20:30 | 30628 | 140.5 | 19.9585 | 8.9 | 401.3352 | 0 | 1377595.0107 | 394326.0883 | 289281.5129 | 0 | 105044.5754 | 19.95 | 20.05 | 19.95 | 20.05 | 0.25 | 900 | 0.06364 | 438.1401 | 0.0069708
2017-12-24 20:45 | 30629 | 140.75 | 19.9588 | 8.9 | 390.6447 | 0 | 1377595.0107 | 401502.945 | 295589.9054 | 0 | 105913.0397 | 19.95 | 20.05 | 19.95 | 20.05 | 0.25 | 900 | 0.06019 | 446.1144 | 0.0067129
2017-12-24 21:00 | 30630 | 141 | 19.958 | 8.9 | 393.2043 | 0 | 1377595.0107 | 398392.2907 | 292855.6682 | 0 | 105536.6225 | 19.95 | 20.05 | 19.95 | 20.05 | 0.25 | 900 | 0.06565 | 442.6581 | 0.0072651
2017-12-24 21:15 | 30631 | 141.25 | 19.9601 | 8.9 | 397.3703 | 0 | 1377595.0107 | 399121.1289 | 293496.3104 | 0 | 105624.8185 | 19.95 | 20.05 | 19.95 | 20.05 | 0.25 | 900 | 0.0648 | 443.4679 | 0.0071842
2017-12-24 21:30 | 30632 | 141.5 | 19.9608 | 8.9 | 398.8106 | 0 | 1264143.4163 | 400377.3598 | 294600.5261 | 0 | 105776.8337 | 19.95 | 20.05 | 19.95 | 20.05 | 0.25 | 900 | 0.06076 | 444.8637 | 0.0067575
2017-12-24 21:45 | 30633 | 141.75 | 19.9584 | 8.9 | 401.9477 | 0 | 1264143.4163 | 400779.7663 | 294954.2377 | 0 | 105825.5285 | 19.95 | 20.05 | 19.95 | 20.05 | 0.25 | 900 | 0.05981 | 445.3109 | 0.0066585
2017-12-24 22:00 | 30634 | 142 | 19.9565 | 8.9 | 413.8159 | 0 | 1264143.4163 | 401640.0475 | 295710.4172 | 0 | 105929.6303 | 19.95 | 20.05 | 19.95 | 20.05 | 0.25 | 900 | 0.06529 | 446.2667 | 0.0072842
2017-12-24 22:15 | 30635 | 142.25 | 19.9499 | 8.9 | 479.039 | 0 | 1264143.4163 | 405092.7648 | 298745.3247 | 0 | 106347.4402 | 19.95 | 20.05 | 19.95 | 20.05 | 0.25 | 900 | 0.06341 | 450.1031 | 0.0071353
2017-12-24 22:30 | 30636 | 142.5 | 19.9524 | 8.9 | 527.9725 | 0 | 1009469.0009 | 423944.3559 | 315315.7036 | 0 | 108628.6523 | 19.95 | 20.05 | 19.95 | 20.05 | 0.25 | 900 | 0.06202 | 471.0493 | 0.0073036
2017-12-24 22:45 | 30637 | 142.75 | 19.9528 | 8.9 | 546.2607 | 0 | 1009469.0009 | 438246.7993 | 327887.4227 | 0 | 110359.3767 | 19.95 | 20.05 | 19.95 | 20.05 | 0.25 | 900 | 0.05908 | 486.9409 | 0.0071921
2017-12-24 23:00 | 30638 | 143 | 19.9557 | 8.9 | 576.626 | 0 | 1009469.0009 | 443499.0563 | 332504.1093 | 0 | 110994.947 | 19.95 | 20.05 | 19.95 | 20.05 | 0.25 | 900 | 0.06198 | 492.7767 | 0.0076356
2017-12-24 23:15 | 30639 | 143.25 | 19.9605 | 8.9 | 633.3319 | 0 | 1009469.0009 | 452317.7697 | 340255.679 | 0 | 112062.0907 | 19.95 | 20.05 | 19.95 | 20.05 | 0.25 | 900 | 0.06182 | 502.5753 | 0.0077673
2017-12-24 23:30 | 30640 | 143.5 | 19.9609 | 8.9 | 653.0382 | 0 | 787730.259 | 468688.4404 | 354645.3513 | 0 | 114043.0892 | 19.95 | 20.05 | 19.95 | 20.05 | 0.25 | 900 | 0.05754 | 520.7649 | 0.0074912
2017-12-24 23:45 | 30641 | 143.75 | 19.9613 | 8.9 | 676.2505 | 0 | 787730.259 | 474280.1556 | 359560.4186 | 0 | 114719.737 | 19.95 | 20.05 | 19.95 | 20.05 | 0.25 | 900 | 0.05 | 526.978 | 0.0065872
2017-12-25 | 30642 | 144 | 19.8645 | 8.9 | 523.4131 | 0 | 787730.259 | 480950.3761 | 365423.4824 | 0 | 115526.8937 | 19.8516 | 19.9516 | 19.8516 | 19.9516 | 0.25 | 900 | 0.05 | 534.3893 | 0.0066799