## Resume_Global
Day | Cost_Opti | Cost_Real | Difference_Euro | RMSE_Temp | RMSE_Power_W | MAPE_Power_Pct | Energy_Opti_kWh | Energy_Real_kWh | P_Avg_Opti_W | P_Avg_Real_W
2025-01-21 | 1.0097 | 2.0355 | 1.0258 | 0.054928 | 297.4233 | 48.1369 | 6.1983 | 12.6375 | 258.2635 | 526.562
2025-02-04 | 1.6732 | 7.4994 | 5.8262 | 0.80261 | 1731.0555 | 78.7505 | 11.8621 | 52.8093 | 494.2549 | 2200.3878
2025-03-01 | 0.78701 | 1.49 | 0.70294 | 0.059057 | 297.0019 | 42.3449 | 6.7268 | 12.6794 | 280.2853 | 528.308
2025-04-24 | 0.30132 | 0.63792 | 0.3366 | 0.1091 | 218.0611 | 52.954 | 3.2517 | 6.7511 | 135.4881 | 281.2953
2025-05-09 | 0.36561 | 0.84326 | 0.47765 | 0.96171 | 429.3624 | 49.76 | 6.1188 | 12.9309 | 254.9513 | 538.7877
2025-06-08 | -0.34646 | 0.00947 | 0.35593 | 0.28691 | 885.6657 | 98.0043 | 19.5862 | 11.0108 | 816.0906 | 458.7816
2025-07-08 | 1.315 | 1.2935 | -0.021478 | 0.28192 | 302.5996 | 55.9108 | 17.0057 | 16.1372 | 708.57 | 672.3825
2025-08-05 | 0.11819 | 0.12604 | 0.0078513 | 0.33913 | 960.2854 | 113.8036 | 28.7769 | 14.7353 | 1199.0375 | 613.9696
2025-09-24 | 0.0051928 | 0.31833 | 0.31314 | 0.24625 | 242.3102 | 96.601 | 0.28508 | 5.3914 | 11.8782 | 224.6397
2025-10-04 | -0.11559 | -0.0005507 | 0.11504 | 0.26691 | 2539.8278 | 823.9638 | 52.1025 | 10.0976 | 2170.939 | 420.7346
2025-11-22 | 0.65745 | 1.5659 | 0.90843 | 0.10349 | 442.6758 | 57.4921 | 7.164 | 17.1765 | 298.5016 | 715.6861
2025-12-24 | 0.40539 | 0.75399 | 0.34859 | 0.054536 | 277.9781 | 43.1436 | 6.7836 | 12.5908 | 282.6499 | 524.6187

## Details_2025-01-21
datetime | Unnamed: 0 | sim_time | Zone Air Temperature,LIVING_UNIT1 | Site Outdoor Air Drybulb Temperature,ENVIRONMENT | Zone Air System Sensible Heating Rate,LIVING_UNIT1 | Zone Air System Sensible Cooling Rate,LIVING_UNIT1 | Electricity:Building | Electricity:HVAC | Heating:Electricity | Cooling:Electricity | Fans:Electricity | Zone Thermostat Heating Setpoint Temperature,LIVING_UNIT1 | Zone Thermostat Cooling Setpoint Temperature,LIVING_UNIT1 | Zone Temperature Control,Heating Setpoint,LIVING_UNIT1 | Zone Temperature Control,Cooling Setpoint,LIVING_UNIT1 | dt_hours | dt_seconds | current_price | P_total_W | step_cost_real
2017-01-21 | 1863 | 120 | 19.9795 | 7.9 | 999.7585 | 0 | 787730.259 | 580164.3525 | 0 | 0 | 0 | 19.9648 | 20.0648 | 19.9648 | 20.0648 | 0.25 | 900 | 0.14136 | 0 | 0
2017-01-21 00:15 | 1864 | 120.25 | 19.9663 | 7.95 | 1015.1898 | 0 | 787730.259 | 581874.8596 | 453637.9345 | 0 | 128236.9252 | 19.95 | 20.05 | 19.95 | 20.05 | 0.25 | 900 | 0.14009 | 646.5276 | 0.022643
2017-01-21 00:30 | 1865 | 120.5 | 19.966 | 8 | 1054.7223 | 0 | 613262.9701 | 585545.896 | 456884.0848 | 0 | 128661.8112 | 19.95 | 20.05 | 19.95 | 20.05 | 0.25 | 900 | 0.13882 | 650.6066 | 0.022579
2017-01-21 00:45 | 1866 | 120.75 | 19.966 | 8.05 | 1055.0926 | 0 | 613262.9701 | 596714.0252 | 466709.9399 | 0 | 130004.0853 | 19.95 | 20.05 | 19.95 | 20.05 | 0.25 | 900 | 0.13755 | 663.0156 | 0.022799
2017-01-21 01:00 | 1867 | 121 | 19.966 | 8.1 | 1066.646 | 0 | 613262.9701 | 596375.6148 | 466439.0211 | 0 | 129936.5937 | 19.95 | 20.05 | 19.95 | 20.05 | 0.25 | 900 | 0.13628 | 662.6396 | 0.022576
2017-01-21 01:15 | 1868 | 121.25 | 19.9775 | 8.2 | 1073.2771 | 0 | 613262.9701 | 599225.5726 | 468966.5268 | 0 | 130259.0458 | 19.95 | 20.05 | 19.95 | 20.05 | 0.25 | 900 | 0.13453 | 665.8062 | 0.022393
2017-01-21 01:30 | 1869 | 121.5 | 19.9777 | 8.3 | 1032.4823 | 0 | 562337.4017 | 600511.0339 | 470147.5512 | 0 | 130363.4827 | 19.95 | 20.05 | 19.95 | 20.05 | 0.25 | 900 | 0.13278 | 667.2345 | 0.02215
2017-01-21 01:45 | 1870 | 121.75 | 19.9776 | 8.4 | 1017.9808 | 0 | 562337.4017 | 587696.5329 | 458948.7079 | 0 | 128747.825 | 19.95 | 20.05 | 19.95 | 20.05 | 0.25 | 900 | 0.13104 | 652.9961 | 0.021392
2017-01-21 02:00 | 1871 | 122 | 19.9771 | 8.5 | 989.9689 | 0 | 562337.4017 | 582630.1979 | 454550.1553 | 0 | 128080.0426 | 19.95 | 20.05 | 19.95 | 20.05 | 0.25 | 900 | 0.12929 | 647.3669 | 0.020925
2017-01-21 02:15 | 1872 | 122.25 | 19.9768 | 8.55 | 967.3342 | 0 | 562337.4017 | 573737.842 | 446789.3653 | 0 | 126948.4767 | 19.95 | 20.05 | 19.95 | 20.05 | 0.25 | 900 | 0.12656 | 637.4865 | 0.02017
2017-01-21 02:30 | 1873 | 122.5 | 19.9768 | 8.6 | 992.7657 | 0 | 545753.3182 | 566799.0439 | 440718.2971 | 0 | 126080.7468 | 19.95 | 20.05 | 19.95 | 20.05 | 0.25 | 900 | 0.12384 | 629.7767 | 0.019497
2017-01-21 02:45 | 1874 | 122.75 | 19.9767 | 8.65 | 978.4411 | 0 | 545753.3182 | 573558.8757 | 446680.5476 | 0 | 126878.3281 | 19.95 | 20.05 | 19.95 | 20.05 | 0.25 | 900 | 0.12111 | 637.2876 | 0.019295
2017-01-21 03:00 | 1875 | 123 | 19.9763 | 8.7 | 960.8853 | 0 | 545753.3182 | 569037.7773 | 442732.5215 | 0 | 126305.2557 | 19.95 | 20.05 | 19.95 | 20.05 | 0.25 | 900 | 0.11838 | 632.2642 | 0.018712
2017-01-21 03:15 | 1876 | 123.25 | 19.9541 | 8.675 | 957.7639 | 0 | 545753.3182 | 563622.8631 | 437998.3973 | 0 | 125624.4658 | 19.95 | 20.05 | 19.95 | 20.05 | 0.25 | 900 | 0.11746 | 626.2476 | 0.018389
2017-01-21 03:30 | 1877 | 123.5 | 19.9536 | 8.65 | 1030.3724 | 0 | 533363.667 | 562406.9197 | 436918.3393 | 0 | 125488.5804 | 19.95 | 20.05 | 19.95 | 20.05 | 0.25 | 900 | 0.11653 | 624.8966 | 0.018206
2017-01-21 03:45 | 1878 | 123.75 | 19.9537 | 8.625 | 1046.7965 | 0 | 533363.667 | 583681.0748 | 455598.0214 | 0 | 128083.0534 | 19.95 | 20.05 | 19.95 | 20.05 | 0.25 | 900 | 0.11561 | 648.5345 | 0.018745
2017-01-21 04:00 | 1879 | 124 | 19.9538 | 8.6 | 1086.0147 | 0 | 533363.667 | 588609.8238 | 459915.6977 | 0 | 128694.1261 | 19.95 | 20.05 | 19.95 | 20.05 | 0.25 | 900 | 0.11469 | 654.0109 | 0.018752
2017-01-21 04:15 | 1880 | 124.25 | 19.9612 | 8.475 | 1105.6134 | 0 | 533363.667 | 599965.2355 | 469878.8892 | 0 | 130086.3463 | 19.95 | 20.05 | 19.95 | 20.05 | 0.25 | 900 | 0.11663 | 666.628 | 0.019436
2017-01-21 04:30 | 1881 | 124.5 | 19.9617 | 8.35 | 1107.0449 | 0 | 566989.6412 | 606714.0105 | 475740.6972 | 0 | 130973.3133 | 19.95 | 20.05 | 19.95 | 20.05 | 0.25 | 900 | 0.11856 | 674.1267 | 0.019981
2017-01-21 04:45 | 1882 | 124.75 | 19.962 | 8.225 | 1126.9708 | 0 | 566989.6412 | 608087.2138 | 476879.4081 | 0 | 131207.8057 | 19.95 | 20.05 | 19.95 | 20.05 | 0.25 | 900 | 0.1205 | 675.6525 | 0.020353
2017-01-21 05:00 | 1883 | 125 | 19.9623 | 8.1 | 1139.7137 | 0 | 566989.6412 | 614879.9042 | 482775.3904 | 0 | 132104.5138 | 19.95 | 20.05 | 19.95 | 20.05 | 0.25 | 900 | 0.12243 | 683.1999 | 0.020911
2017-01-21 05:15 | 1884 | 125.25 | 19.9724 | 7.975 | 1112.2878 | 0 | 566989.6412 | 619660.9334 | 486902.9684 | 0 | 132757.9651 | 19.9501 | 20.0501 | 19.9501 | 20.0501 | 0.25 | 900 | 0.12667 | 688.5121 | 0.021804
2017-01-21 05:30 | 1885 | 125.5 | 19.9728 | 7.85 | 1072.9687 | 0 | 696064.4026 | 613241.7429 | 481200.2402 | 0 | 132041.5027 | 19.9501 | 20.0501 | 19.9501 | 20.0501 | 0.25 | 900 | 0.13092 | 681.3797 | 0.022301
2017-01-21 05:45 | 1886 | 125.75 | 19.9734 | 7.725 | 1062.9985 | 0 | 696064.4026 | 602893.9284 | 472053.4106 | 0 | 130840.5178 | 19.9504 | 20.0504 | 19.9504 | 20.0504 | 0.25 | 900 | 0.13516 | 669.8821 | 0.022635
2017-01-21 06:00 | 1887 | 126 | 20.1562 | 7.6 | 1373.6201 | 0 | 696064.4026 | 601143.3367 | 470451.4729 | 0 | 130691.8638 | 20.1398 | 20.2398 | 20.1398 | 20.2398 | 0.25 | 900 | 0.1394 | 667.937 | 0.023278
2017-01-21 06:15 | 1888 | 126.25 | 20.4122 | 7.575 | 1482.3546 | 0 | 696064.4026 | 696568.8441 | 554065.6404 | 0 | 142503.2036 | 20.3986 | 20.4986 | 20.3986 | 20.4986 | 0.25 | 900 | 0.14965 | 773.9654 | 0.028956
2017-01-21 06:30 | 1889 | 126.5 | 20.5204 | 7.55 | 1372.3304 | 0 | 832563.7912 | 731037.3585 | 584273.2689 | 0 | 146764.0897 | 20.5032 | 20.6032 | 20.5032 | 20.6032 | 0.25 | 900 | 0.1599 | 812.2637 | 0.03247
2017-01-21 06:45 | 1890 | 126.75 | 20.5746 | 7.525 | 1402.6433 | 0 | 832563.7912 | 696170.7177 | 553682.4782 | 0 | 142488.2395 | 20.5435 | 20.6435 | 20.5435 | 20.6435 | 0.25 | 900 | 0.17015 | 773.523 | 0.032904
2017-01-21 07:00 | 1891 | 127 | 20.5987 | 7.5 | 1327.7234 | 0 | 832563.7912 | 703713.5112 | 560278.9622 | 0 | 143434.5489 | 20.5681 | 20.6681 | 20.5681 | 20.6681 | 0.25 | 900 | 0.1804 | 781.9039 | 0.035264
2017-01-21 07:15 | 1892 | 127.25 | 20.6218 | 7.5 | 1362.8421 | 0 | 832563.7912 | 681909.2968 | 541144.6302 | 0 | 140764.6667 | 20.6112 | 20.7112 | 20.6112 | 20.7112 | 0.25 | 900 | 0.1964 | 757.677 | 0.037202
2017-01-21 07:30 | 1893 | 127.5 | 20.5889 | 7.5 | 1266.9925 | 0 | 917156.0991 | 692069.2196 | 550052.4202 | 0 | 142016.7993 | 20.5795 | 20.6795 | 20.5795 | 20.6795 | 0.25 | 900 | 0.2124 | 768.9658 | 0.040832
2017-01-21 07:45 | 1894 | 127.75 | 20.4948 | 7.5 | 1168.2899 | 0 | 917156.0991 | 663216.7183 | 524755.7688 | 0 | 138460.9495 | 20.4839 | 20.5839 | 20.4839 | 20.5839 | 0.25 | 900 | 0.2284 | 736.9075 | 0.042077
2017-01-21 08:00 | 1895.5 | 128.0625 | 20.1304 | 7.475 | 626.447 | 0 | 917156.0991 | 601116.3714 | 470308.8142 | 0 | 130807.5573 | 20.1198 | 20.2198 | 20.1198 | 20.2198 | 0.125 | 450 | 0.2444 | 667.9071 | 0.020477
2017-01-21 08:15 | 1897 | 128.25 | 19.9632 | 7.45 | 1429.6718 | 0 | 917156.0991 | 569034.9073 | 442181.1449 | 0 | 126853.7625 | 19.95 | 20.05 | 19.95 | 20.05 | 0.25 | 900 | 0.23614 | 632.261 | 0.037325
2017-01-21 08:30 | 1898 | 128.5 | 19.9885 | 7.4 | 1172.6978 | 0 | 802160.3193 | 541178.8366 | 417736.4631 | 0 | 123442.3736 | 19.95 | 20.05 | 19.95 | 20.05 | 0.25 | 900 | 0.22787 | 601.3098 | 0.034255
2017-01-21 08:45 | 1899 | 128.75 | 19.9833 | 7.35 | 733.2579 | 0 | 802160.3193 | 636297.3898 | 501095.5314 | 0 | 135201.8583 | 19.95 | 20.05 | 19.95 | 20.05 | 0.25 | 900 | 0.2196 | 706.9971 | 0.038815
2017-01-21 09:00 | 1900 | 129 | 19.984 | 7.3 | 749.0574 | 0 | 802160.3193 | 508194.4026 | 388781.6961 | 0 | 119412.7065 | 19.95 | 20.05 | 19.95 | 20.05 | 0.25 | 900 | 0.21134 | 564.6604 | 0.029834
2017-01-21 09:15 | 1901 | 129.25 | 19.95 | 7.275 | 722.0501 | 0 | 802160.3193 | 513298.1455 | 393235.7897 | 0 | 120062.3558 | 19.95 | 20.05 | 19.95 | 20.05 | 0.25 | 900 | 0.20829 | 570.3313 | 0.029699
2017-01-21 09:30 | 1902 | 129.5 | 19.949 | 7.25 | 776.6927 | 0 | 755520.0357 | 504801.269 | 385779.4276 | 0 | 119021.8414 | 19.95 | 20.05 | 19.95 | 20.05 | 0.25 | 900 | 0.20525 | 560.8903 | 0.02878
2017-01-21 09:45 | 1903 | 129.75 | 19.9565 | 7.225 | 726.4527 | 0 | 755520.0357 | 521748.5337 | 400621.9299 | 0 | 121126.6038 | 19.95 | 20.05 | 19.95 | 20.05 | 0.25 | 900 | 0.2022 | 579.7206 | 0.029305
2017-01-21 10:00 | 1904 | 130 | 19.9547 | 7.2 | 671.3841 | 0 | 755520.0357 | 507342.876 | 387987.9358 | 0 | 119354.9402 | 19.95 | 20.05 | 19.95 | 20.05 | 0.25 | 900 | 0.19915 | 563.7143 | 0.028066
2017-01-21 10:15 | 1905 | 130.25 | 19.9542 | 7.375 | 619.1836 | 0 | 755520.0357 | 491101.5011 | 373746.4927 | 0 | 117355.0083 | 19.95 | 20.05 | 19.95 | 20.05 | 0.25 | 900 | 0.19021 | 545.6683 | 0.025948
2017-01-21 10:30 | 1906 | 130.5 | 19.9527 | 7.55 | 526.6889 | 0 | 771370.9002 | 474598.0884 | 359342.0896 | 0 | 115255.9988 | 19.95 | 20.05 | 19.95 | 20.05 | 0.25 | 900 | 0.18127 | 527.3312 | 0.023897
2017-01-21 10:45 | 1907 | 130.75 | 19.9509 | 7.725 | 423.4797 | 0 | 771370.9002 | 446045.3606 | 334363.1786 | 0 | 111682.182 | 19.95 | 20.05 | 19.95 | 20.05 | 0.25 | 900 | 0.17233 | 495.606 | 0.021352
2017-01-21 11:00 | 1908 | 131 | 19.9492 | 7.9 | 323.3174 | 0 | 771370.9002 | 414349.6299 | 306611.5243 | 0 | 107738.1056 | 19.95 | 20.05 | 19.95 | 20.05 | 0.25 | 900 | 0.16339 | 460.3885 | 0.018806
2017-01-21 11:15 | 1909 | 131.25 | 19.9613 | 8.125 | 221.5002 | 0 | 771370.9002 | 383606.9874 | 279678.3819 | 0 | 103928.6055 | 19.95 | 20.05 | 19.95 | 20.05 | 0.25 | 900 | 0.1599 | 426.23 | 0.017038
2017-01-21 11:30 | 1910 | 131.5 | 19.953 | 8.35 | 79.2886 | 0 | 784741.6695 | 352404.8642 | 252331.3499 | 0 | 100073.5143 | 19.95 | 20.05 | 19.95 | 20.05 | 0.25 | 900 | 0.1564 | 391.561 | 0.01531
2017-01-21 11:45 | 1911 | 131.75 | 19.9673 | 8.575 | 43.7067 | 0 | 784741.6695 | 308784.044 | 214056.8456 | 0 | 94727.1984 | 19.95 | 20.05 | 19.95 | 20.05 | 0.25 | 900 | 0.15291 | 343.0934 | 0.013115
2017-01-21 12:00 | 1912 | 132 | 19.9697 | 8.8 | 0 | 46.6561 | 784741.6695 | 297705.7855 | 204338.8008 | 0 | 93366.9846 | 19.95 | 20.05 | 19.95 | 20.05 | 0.25 | 900 | 0.14941 | 330.7842 | 0.012356
2017-01-21 12:15 | 1913 | 132.25 | 19.9836 | 8.8 | 0 | 46.8085 | 784741.6695 | 270000 | 180000 | 0 | 90000 | 19.95 | 20.05 | 19.95 | 20.05 | 0.25 | 900 | 0.14814 | 300 | 0.01111
2017-01-21 12:30 | 1914 | 132.5 | 20.0047 | 8.8 | 0 | 47.0026 | 774510.3167 | 270000 | 180000 | 0 | 90000 | 19.95 | 20.05 | 19.95 | 20.05 | 0.25 | 900 | 0.14687 | 300 | 0.011015
2017-01-21 12:45 | 1915 | 132.75 | 20.0128 | 8.8 | 0 | 46.7074 | 774510.3167 | 270000 | 180000 | 0 | 90000 | 19.95 | 20.05 | 19.95 | 20.05 | 0.25 | 900 | 0.1456 | 300 | 0.01092
2017-01-21 13:00 | 1916 | 133 | 20.006 | 8.8 | 0 | 46.2337 | 774510.3167 | 270000 | 180000 | 0 | 90000 | 19.95 | 20.05 | 19.95 | 20.05 | 0.25 | 900 | 0.14433 | 300 | 0.010825
2017-01-21 13:15 | 1917 | 133.25 | 20.0313 | 9.025 | 0 | 45.3356 | 774510.3167 | 270000 | 180000 | 0 | 90000 | 19.95 | 20.05 | 19.95 | 20.05 | 0.25 | 900 | 0.14576 | 300 | 0.010932
2017-01-21 13:30 | 1918 | 133.5 | 20.0497 | 9.25 | 0 | 115.1816 | 761050.4743 | 270000 | 180000 | 0 | 90000 | 19.95 | 20.05 | 19.95 | 20.05 | 0.25 | 900 | 0.14719 | 300 | 0.011039
2017-01-21 13:45 | 1919 | 133.75 | 20.0646 | 9.475 | 0 | 148.6083 | 761050.4743 | 286834.4888 | 176691.7587 | 16598.9083 | 93543.8218 | 19.95 | 20.05 | 19.95 | 20.05 | 0.25 | 900 | 0.14862 | 318.705 | 0.011841
2017-01-21 14:00 | 1920 | 134 | 20.0649 | 9.7 | 0 | 218.3419 | 761050.4743 | 294945.7987 | 175097.759 | 24596.7092 | 95251.3305 | 19.95 | 20.05 | 19.95 | 20.05 | 0.25 | 900 | 0.15005 | 327.7176 | 0.012294
2017-01-21 14:15 | 1921 | 134.25 | 20.0328 | 9.725 | 0 | 265.9272 | 761050.4743 | 311422.059 | 171859.9152 | 40842.4021 | 98719.7417 | 19.95 | 20.05 | 19.95 | 20.05 | 0.25 | 900 | 0.15404 | 346.0245 | 0.013325
2017-01-21 14:30 | 1922 | 134.5 | 20.0318 | 9.75 | 0 | 204.5446 | 765614.8792 | 322588.5448 | 169665.5255 | 51852.625 | 101070.3943 | 19.95 | 20.05 | 19.95 | 20.05 | 0.25 | 900 | 0.15802 | 358.4317 | 0.01416
2017-01-21 14:45 | 1923 | 134.75 | 20.0311 | 9.775 | 0 | 191.1835 | 765614.8792 | 308239.086 | 172485.4194 | 37703.9714 | 98049.6953 | 19.95 | 20.05 | 19.95 | 20.05 | 0.25 | 900 | 0.16201 | 342.4879 | 0.013871
2017-01-21 15:00 | 1924 | 135 | 20.0303 | 9.8 | 0 | 125.2569 | 765614.8792 | 305130.6754 | 173096.2709 | 34639.0595 | 97395.3449 | 19.95 | 20.05 | 19.95 | 20.05 | 0.25 | 900 | 0.16599 | 339.0341 | 0.014069
2017-01-21 15:15 | 1925 | 135.25 | 20.0598 | 9.775 | 0 | 73.7057 | 765614.8792 | 290046.022 | 176060.642 | 19765.4996 | 94219.8804 | 19.95 | 20.05 | 19.95 | 20.05 | 0.25 | 900 | 0.16883 | 322.2734 | 0.013602
2017-01-21 15:30 | 1926 | 135.5 | 20.0603 | 9.75 | 0 | 110.0445 | 833027.0814 | 277891.5865 | 178449.1794 | 7781.1522 | 91661.2548 | 19.95 | 20.05 | 19.95 | 20.05 | 0.25 | 900 | 0.17167 | 308.7684 | 0.013251
2017-01-21 15:45 | 1927 | 135.75 | 20.0539 | 9.725 | 0 | 38.63 | 833027.0814 | 286251.2954 | 176806.3654 | 16023.8761 | 93421.0539 | 19.95 | 20.05 | 19.95 | 20.05 | 0.25 | 900 | 0.1745 | 318.057 | 0.013875
2017-01-21 16:00 | 1928 | 136 | 20.0094 | 9.7 | 0 | 37.4751 | 833027.0814 | 270000 | 180000 | 0 | 90000 | 19.95 | 20.05 | 19.95 | 20.05 | 0.25 | 900 | 0.17734 | 300 | 0.0133
2017-01-21 16:15 | 1929 | 136.25 | 19.9402 | 9.6 | 0 | 37.1038 | 833027.0814 | 270000 | 180000 | 0 | 90000 | 19.95 | 20.05 | 19.95 | 20.05 | 0.25 | 900 | 0.19119 | 300 | 0.014339
2017-01-21 16:30 | 1930 | 136.5 | 19.9524 | 9.5 | 191.6859 | 0 | 1054199.8844 | 270000 | 180000 | 0 | 90000 | 19.95 | 20.05 | 19.95 | 20.05 | 0.25 | 900 | 0.20505 | 300 | 0.015378
2017-01-21 16:45 | 1931 | 136.75 | 19.9472 | 9.4 | 227.9308 | 0 | 1054199.8844 | 337899.91 | 239748.0473 | 0 | 98151.8628 | 19.95 | 20.05 | 19.95 | 20.05 | 0.25 | 900 | 0.2189 | 375.4443 | 0.020546
2017-01-21 17:00 | 1932 | 137 | 19.9506 | 9.3 | 379.9328 | 0 | 1054199.8844 | 348634.2304 | 249181.189 | 0 | 99453.0414 | 19.95 | 20.05 | 19.95 | 20.05 | 0.25 | 900 | 0.23275 | 387.3714 | 0.02254
2017-01-21 17:15 | 1933 | 137.25 | 19.9493 | 9.075 | 395.049 | 0 | 1054199.8844 | 393273.1027 | 288434.2504 | 0 | 104838.8524 | 19.95 | 20.05 | 19.95 | 20.05 | 0.25 | 900 | 0.23023 | 436.9701 | 0.025151
2017-01-21 17:30 | 1934 | 137.5 | 19.9504 | 8.85 | 465.4259 | 0 | 1330183.6065 | 398654.5936 | 293122.015 | 0 | 105532.5786 | 19.95 | 20.05 | 19.95 | 20.05 | 0.25 | 900 | 0.22772 | 442.9495 | 0.025217
2017-01-21 17:45 | 1935 | 137.75 | 19.951 | 8.625 | 514.5102 | 0 | 1330183.6065 | 420284.3265 | 312086.6179 | 0 | 108197.7086 | 19.95 | 20.05 | 19.95 | 20.05 | 0.25 | 900 | 0.2252 | 466.9826 | 0.026291
2017-01-21 18:00 | 1936 | 138 | 19.9521 | 8.4 | 559.0397 | 0 | 1330183.6065 | 435801.6197 | 325665.5527 | 0 | 110136.0671 | 19.95 | 20.05 | 19.95 | 20.05 | 0.25 | 900 | 0.22268 | 484.224 | 0.026957
2017-01-21 18:15 | 1937 | 138.25 | 19.9612 | 8.475 | 479.6939 | 0 | 1330183.6065 | 450114.6505 | 338175.7156 | 0 | 111938.9349 | 19.95 | 20.05 | 19.95 | 20.05 | 0.25 | 900 | 0.21516 | 500.1274 | 0.026902
2017-01-21 18:30 | 1938 | 138.5 | 19.961 | 8.55 | 479.6031 | 0 | 1419081.7863 | 426827.0664 | 317743.4395 | 0 | 109083.6268 | 19.95 | 20.05 | 19.95 | 20.05 | 0.25 | 900 | 0.20765 | 474.2523 | 0.02462
2017-01-21 18:45 | 1939 | 138.75 | 19.9608 | 8.625 | 458.1698 | 0 | 1419081.7863 | 426262.5264 | 317266.277 | 0 | 108996.2493 | 19.95 | 20.05 | 19.95 | 20.05 | 0.25 | 900 | 0.20014 | 473.625 | 0.023697
2017-01-21 19:00 | 1940 | 139 | 19.9606 | 8.7 | 458.5872 | 0 | 1419081.7863 | 419590.4863 | 311423.2086 | 0 | 108167.2777 | 19.95 | 20.05 | 19.95 | 20.05 | 0.25 | 900 | 0.19262 | 466.2117 | 0.02245
2017-01-21 19:15 | 1941 | 139.25 | 19.959 | 8.7 | 450.936 | 0 | 1419081.7863 | 419309.0726 | 311193.8077 | 0 | 108115.2649 | 19.95 | 20.05 | 19.95 | 20.05 | 0.25 | 900 | 0.18572 | 465.899 | 0.021631
2017-01-21 19:30 | 1942 | 139.5 | 19.9597 | 8.7 | 456.7006 | 0 | 1392175.501 | 417034.6677 | 309195.3502 | 0 | 107839.3175 | 19.95 | 20.05 | 19.95 | 20.05 | 0.25 | 900 | 0.17882 | 463.3719 | 0.020714
2017-01-21 19:45 | 1943 | 139.75 | 19.9608 | 8.7 | 454.7399 | 0 | 1392175.501 | 418753.6795 | 310705.799 | 0 | 108047.8806 | 19.95 | 20.05 | 19.95 | 20.05 | 0.25 | 900 | 0.17191 | 465.2819 | 0.019997
2017-01-21 20:00 | 1944 | 140 | 19.9596 | 8.7 | 452.2763 | 0 | 1392175.501 | 418187.4869 | 310208.301 | 0 | 107979.186 | 19.95 | 20.05 | 19.95 | 20.05 | 0.25 | 900 | 0.16501 | 464.6528 | 0.019168
2017-01-21 20:15 | 1945 | 140.25 | 19.9879 | 8.475 | 449.7332 | 0 | 1392175.501 | 417427.0893 | 309540.1603 | 0 | 107886.929 | 19.95 | 20.05 | 19.95 | 20.05 | 0.25 | 900 | 0.1612 | 463.8079 | 0.018691
2017-01-21 20:30 | 1946 | 140.5 | 19.9866 | 8.25 | 349.8697 | 0 | 1377595.0107 | 418254.7083 | 310214.2157 | 0 | 108040.4926 | 19.95 | 20.05 | 19.95 | 20.05 | 0.25 | 900 | 0.15739 | 464.7275 | 0.018286
2017-01-21 20:45 | 1947 | 140.75 | 19.9864 | 8.025 | 329.5608 | 0 | 1377595.0107 | 389593.6454 | 284997.878 | 0 | 104595.7674 | 19.95 | 20.05 | 19.95 | 20.05 | 0.25 | 900 | 0.15358 | 432.8818 | 0.01662
2017-01-21 21:00 | 1948 | 141 | 19.9784 | 7.8 | 274.2539 | 0 | 1377595.0107 | 384669.4434 | 280633.4658 | 0 | 104035.9776 | 19.95 | 20.05 | 19.95 | 20.05 | 0.25 | 900 | 0.14977 | 427.4105 | 0.016003
2017-01-21 21:15 | 1949 | 141.25 | 19.9417 | 7.925 | 259.4859 | 0 | 1377595.0107 | 369119.298 | 266951.1022 | 0 | 102168.1958 | 19.95 | 20.05 | 19.95 | 20.05 | 0.25 | 900 | 0.1467 | 410.1326 | 0.015042
2017-01-21 21:30 | 1950 | 141.5 | 19.9366 | 8.05 | 403.0863 | 0 | 1264143.4163 | 363798.9365 | 262302.6108 | 0 | 101496.3257 | 19.95 | 20.05 | 19.95 | 20.05 | 0.25 | 900 | 0.14363 | 404.221 | 0.014515
2017-01-21 21:45 | 1951 | 141.75 | 19.9359 | 8.175 | 440.341 | 0 | 1264143.4163 | 406265.1718 | 299591.2337 | 0 | 106673.9381 | 19.95 | 20.05 | 19.95 | 20.05 | 0.25 | 900 | 0.14056 | 451.4057 | 0.015862
2017-01-21 22:00 | 1952 | 142 | 19.937 | 8.3 | 502.9671 | 0 | 1264143.4163 | 416667.9979 | 308750.3954 | 0 | 107917.6025 | 19.95 | 20.05 | 19.95 | 20.05 | 0.25 | 900 | 0.13749 | 462.9644 | 0.015913
2017-01-21 22:15 | 1953 | 142.25 | 19.9052 | 8.35 | 622.2877 | 0 | 1264143.4163 | 434410.8278 | 324358.4781 | 0 | 110052.3497 | 19.95 | 20.05 | 19.95 | 20.05 | 0.25 | 900 | 0.13449 | 482.6787 | 0.016229
2017-01-21 22:30 | 1954 | 142.5 | 19.9067 | 8.4 | 820.1206 | 0 | 1009469.0009 | 468355.5709 | 354178.9753 | 0 | 114176.5955 | 19.95 | 20.05 | 19.95 | 20.05 | 0.25 | 900 | 0.1315 | 520.3951 | 0.017107
2017-01-21 22:45 | 1955 | 142.75 | 19.9049 | 8.45 | 930.5685 | 0 | 1009469.0009 | 525916.3382 | 404744.3493 | 0 | 121171.9889 | 19.95 | 20.05 | 19.95 | 20.05 | 0.25 | 900 | 0.1285 | 584.3515 | 0.018772
2017-01-21 23:00 | 1956 | 143 | 19.9032 | 8.5 | 1090.1389 | 0 | 1009469.0009 | 557307.3463 | 432334.6706 | 0 | 124972.6756 | 19.95 | 20.05 | 19.95 | 20.05 | 0.25 | 900 | 0.1255 | 619.2304 | 0.019428
2017-01-21 23:15 | 1957 | 143.25 | 20.0184 | 8.375 | 1217.594 | 0 | 1009469.0009 | 602395.2607 | 471960.7252 | 0 | 130434.5354 | 19.95 | 20.05 | 19.95 | 20.05 | 0.25 | 900 | 0.12582 | 669.3281 | 0.021054
2017-01-21 23:30 | 1958 | 143.5 | 20.0027 | 8.25 | 922.5051 | 0 | 787730.259 | 642505.6554 | 507117.6071 | 0 | 135388.0483 | 19.95 | 20.05 | 19.95 | 20.05 | 0.25 | 900 | 0.12614 | 713.8952 | 0.022513
2017-01-21 23:45 | 1959.5 | 143.8125 | 19.73 | 8.0625 | 487.6673 | 448.5351 | 787730.259 | 564709.6772 | 438711.6974 | 0 | 125997.9797 | 19.6336 | 19.7336 | 19.6336 | 19.7336 | 0.125 | 450 | 0.12646 | 627.4552 | 0.0099087
2017-01-22 | 1961 | 144 | 19.33 | 8 | 986.398 | 0 | 787730.259 | 573095.7387 | 446044.0515 | 0 | 127051.6872 | 19.3172 | 19.4172 | 19.3172 | 19.4172 | 0.25 | 900 | 0.12646 | 636.773 | 0.020132

## Details_2025-02-04
datetime | Unnamed: 0 | sim_time | Zone Air Temperature,LIVING_UNIT1 | Site Outdoor Air Drybulb Temperature,ENVIRONMENT | Zone Air System Sensible Heating Rate,LIVING_UNIT1 | Zone Air System Sensible Cooling Rate,LIVING_UNIT1 | Electricity:Building | Electricity:HVAC | Heating:Electricity | Cooling:Electricity | Fans:Electricity | Zone Thermostat Heating Setpoint Temperature,LIVING_UNIT1 | Zone Thermostat Cooling Setpoint Temperature,LIVING_UNIT1 | Zone Temperature Control,Heating Setpoint,LIVING_UNIT1 | Zone Temperature Control,Cooling Setpoint,LIVING_UNIT1 | dt_hours | dt_seconds | current_price | P_total_W | step_cost_real
2017-02-04 | 3932.5 | 120.0625 | 20.0388 | -4.125 | 1699.2211 | 0 | 787730.259 | 1402485.842 | 596780.3602 | 0 | 111390.8153 | 19.983 | 20.083 | 19.983 | 20.083 | 0.125 | 450 | 0.1324 | 786.8569 | 0.012154
2017-02-04 00:15 | 3934.5 | 120.3125 | 19.9964 | -4.375 | 1870.4759 | 0 | 700496.6146 | 1418777.1987 | 1195912.0687 | 0 | 222865.13 | 19.95 | 20.05 | 19.95 | 20.05 | 0.125 | 450 | 0.13068 | 1576.4191 | 0.025749
2017-02-04 00:30 | 3937.5 | 120.5938 | 20.7534 | -4.6875 | 3143.6238 | 0 | 613262.9701 | 1469302.3058 | 1241083.2696 | 0 | 228219.0362 | 20.7916 | 20.8916 | 20.7916 | 20.8916 | 0.0625 | 225 | 0.12897 | 1632.5581 | 0.01315
2017-02-04 00:45 | 3941.5 | 120.8438 | 20.293 | -4.9375 | 2191.4653 | 646.1249 | 613262.9701 | 2528675.0317 | 2270717.8725 | 0 | 257957.1593 | 20.2305 | 20.3305 | 20.2305 | 20.3305 | 0.0625 | 225 | 0.12726 | 2809.6389 | 0.022141
2017-02-04 01:00 | 3945.5 | 121.0938 | 20.7538 | -4.8125 | 3117.2653 | 0 | 613262.9701 | 2088264.8054 | 1761111.6621 | 88225.1875 | 238927.9559 | 20.7973 | 20.8973 | 20.7973 | 20.8973 | 0.0625 | 225 | 0.12554 | 2320.2942 | 0.018358
2017-02-04 01:15 | 3949.5 | 121.3438 | 20.2942 | -4.5625 | 2145.2672 | 672.6919 | 575068.7938 | 2569072.1587 | 2283619.8942 | 29408.3958 | 256043.8687 | 20.2324 | 20.3324 | 20.2324 | 20.3324 | 0.0625 | 225 | 0.12495 | 2854.5246 | 0.022149
2017-02-04 01:30 | 3953.5 | 121.5938 | 20.7591 | -4.3125 | 3079.4803 | 0 | 562337.4017 | 2033230.9254 | 1704875.5754 | 91920.4694 | 236434.8805 | 20.7974 | 20.8974 | 20.7974 | 20.8974 | 0.0625 | 225 | 0.12436 | 2259.1455 | 0.01771
2017-02-04 01:45 | 3957.5 | 121.8438 | 20.294 | -4.0625 | 2104.6009 | 681.4375 | 562337.4017 | 2483737.4326 | 2201219.6713 | 30640.1565 | 251877.6048 | 20.2325 | 20.3325 | 20.2325 | 20.3325 | 0.0625 | 225 | 0.12377 | 2759.7083 | 0.021212
2017-02-04 02:00 | 3961.5 | 122.0938 | 20.7587 | -4.375 | 3084.0957 | 0 | 562337.4017 | 1964617.5318 | 1637874.3017 | 93312.9222 | 233430.3079 | 20.8007 | 20.9007 | 20.8007 | 20.9007 | 0.0625 | 225 | 0.12318 | 2182.9084 | 0.016949
2017-02-04 02:15 | 3965.5 | 122.3438 | 20.2954 | -4.875 | 2159.3361 | 666.9846 | 549899.3391 | 2487704.5062 | 2203745.9094 | 31104.3074 | 252854.2894 | 20.2336 | 20.3336 | 20.2336 | 20.3336 | 0.0625 | 225 | 0.12338 | 2764.1161 | 0.021168
2017-02-04 02:30 | 3969.5 | 122.5938 | 20.7495 | -5.375 | 3147.8606 | 0 | 545753.3182 | 2043102.7101 | 1714539.1965 | 91028.5651 | 237534.9486 | 20.8005 | 20.9005 | 20.8005 | 20.9005 | 0.0625 | 225 | 0.12359 | 2270.1141 | 0.017669
2017-02-04 02:45 | 3973.5 | 122.8438 | 20.2958 | -5.875 | 2242.9531 | 645.6074 | 545753.3182 | 2619756.5821 | 2329067.4637 | 30342.855 | 260346.2633 | 20.2335 | 20.3335 | 20.2335 | 20.3335 | 0.0625 | 225 | 0.12379 | 2910.8406 | 0.022365
2017-02-04 03:00 | 3977.5 | 123.0938 | 20.7486 | -5.625 | 3183.1188 | 0 | 545753.3182 | 2155794.4875 | 1824440.3875 | 87714.5748 | 243639.5252 | 20.7993 | 20.8993 | 20.7993 | 20.8993 | 0.0625 | 225 | 0.12399 | 2395.3272 | 0.018703
2017-02-04 03:15 | 3981.5 | 123.3438 | 20.2952 | -5.125 | 2220.5615 | 656.4761 | 536461.0798 | 2659399.394 | 2367796.7609 | 29238.1916 | 262364.4414 | 20.2331 | 20.3331 | 20.2331 | 20.3331 | 0.0625 | 225 | 0.1238 | 2954.8882 | 0.022721
2017-02-04 03:30 | 3985.5 | 123.5938 | 20.7565 | -4.625 | 3151.674 | 0 | 533363.667 | 2100768.6495 | 1770716.2739 | 89507.1122 | 240545.2634 | 20.7995 | 20.8995 | 20.7995 | 20.8995 | 0.0625 | 225 | 0.12362 | 2334.1874 | 0.018189
2017-02-04 03:45 | 3989.5 | 123.8438 | 20.2949 | -4.125 | 2167.8489 | 669.3295 | 533363.667 | 2551533.063 | 2265649.0256 | 29835.7041 | 256048.3333 | 20.2332 | 20.3332 | 20.2332 | 20.3332 | 0.0625 | 225 | 0.12344 | 2835.0367 | 0.021734
2017-02-04 04:00 | 3993.5 | 124.0938 | 20.7637 | -4 | 3138.0735 | 0 | 533363.667 | 2009226.2086 | 1681856.511 | 91676.5652 | 235693.1323 | 20.8055 | 20.9055 | 20.8055 | 20.9055 | 0.0625 | 225 | 0.12325 | 2232.4736 | 0.017346
2017-02-04 04:15 | 3997.5 | 124.3438 | 20.2966 | -4 | 2184.5962 | 671.2138 | 558583.1477 | 2491437.4156 | 2207665.0673 | 30558.8551 | 253213.4932 | 20.2352 | 20.3352 | 20.2352 | 20.3352 | 0.0625 | 225 | 0.12434 | 2768.2638 | 0.021371
2017-02-04 04:30 | 4001.5 | 124.5938 | 20.7612 | -4 | 3175.3902 | 0 | 566989.6412 | 2009465.5809 | 1681541.1091 | 92104.8224 | 235819.6494 | 20.8054 | 20.9054 | 20.8054 | 20.9054 | 0.0625 | 225 | 0.12544 | 2232.7395 | 0.017646
2017-02-04 04:45 | 4005.5 | 124.8438 | 20.2963 | -4 | 2220.917 | 661.1819 | 566989.6412 | 2519695.1579 | 2234187.2601 | 30701.6075 | 254806.2903 | 20.2351 | 20.3351 | 20.2351 | 20.3351 | 0.0625 | 225 | 0.12654 | 2799.6613 | 0.021994
2017-02-04 05:00 | 4009.5 | 125.0938 | 20.7779 | -4 | 3193.0962 | 0 | 566989.6412 | 2032584.6427 | 1704820.7898 | 90870.9514 | 236892.9015 | 20.8289 | 20.9289 | 20.8289 | 20.9289 | 0.0625 | 225 | 0.12763 | 2258.4274 | 0.018161
2017-02-04 05:15 | 4013.5 | 125.3438 | 20.3048 | -4 | 2200.6868 | 712.6253 | 663795.7123 | 2533615.2391 | 2247686.6331 | 30290.3171 | 255638.2889 | 20.243 | 20.343 | 20.243 | 20.343 | 0.0625 | 225 | 0.13404 | 2815.128 | 0.023429
2017-02-04 05:30 | 4017.5 | 125.5938 | 20.7786 | -4 | 3132.2553 | 0 | 696064.4026 | 2022154.0501 | 1687758.5179 | 97770.981 | 236624.5512 | 20.8264 | 20.9264 | 20.8264 | 20.9264 | 0.0625 | 225 | 0.14044 | 2246.8378 | 0.019887
2017-02-04 05:45 | 4021.5 | 125.8438 | 20.3041 | -4 | 2160.8125 | 716.92 | 696064.4026 | 2496169.5576 | 2210257.4224 | 32590.327 | 253321.8082 | 20.2421 | 20.3421 | 20.2421 | 20.3421 | 0.0625 | 225 | 0.14685 | 2773.5217 | 0.025291
2017-02-04 06:00 | 4025.5 | 126.0938 | 20.7774 | -4.1875 | 3114.5685 | 0 | 696064.4026 | 1996369.77 | 1662851.6684 | 98317.8812 | 235200.2205 | 20.8263 | 20.9263 | 20.8263 | 20.9263 | 0.0625 | 225 | 0.15326 | 2218.1886 | 0.021423
2017-02-04 06:15 | 4029.5 | 126.3438 | 20.3039 | -4.4375 | 2170.0769 | 712.7775 | 798438.944 | 2505340.8142 | 2218774.1817 | 32772.6271 | 253794.0055 | 20.2421 | 20.3421 | 20.2421 | 20.3421 | 0.0625 | 225 | 0.16027 | 2783.712 | 0.027697
2017-02-04 06:30 | 4033.5 | 126.5938 | 20.769 | -4.6875 | 3149.3691 | 0 | 832563.7912 | 2037684.6022 | 1703049.009 | 97620.2766 | 237015.3166 | 20.8242 | 20.9242 | 20.8242 | 20.9242 | 0.0625 | 225 | 0.16728 | 2264.094 | 0.023856
2017-02-04 06:45 | 4037.5 | 126.8438 | 20.3026 | -4.9375 | 2257.1127 | 686.155 | 832563.7912 | 2592978.6946 | 2301650.4786 | 32540.0922 | 258788.1238 | 20.2414 | 20.3414 | 20.2414 | 20.3414 | 0.0625 | 225 | 0.17428 | 2881.0874 | 0.031169
2017-02-04 07:00 | 4041.5 | 127.0938 | 20.7631 | -5 | 3215.2279 | 0 | 832563.7912 | 2133617.7696 | 1797980.2149 | 93969.3961 | 241668.1586 | 20.8245 | 20.9245 | 20.8245 | 20.9245 | 0.0625 | 225 | 0.18129 | 2370.6864 | 0.027064
2017-02-04 07:15 | 4045.5 | 127.3438 | 20.3031 | -5 | 2279.5281 | 693.2066 | 896008.0221 | 2682027.3093 | 2387167.5675 | 31323.132 | 263536.6098 | 20.2415 | 20.3415 | 20.2415 | 20.3415 | 0.0625 | 225 | 0.18896 | 2980.0303 | 0.034965
2017-02-04 07:30 | 4049.5 | 127.5938 | 20.7643 | -5 | 3197.704 | 0 | 917156.0991 | 2151481.4749 | 1813996.2584 | 94719.0875 | 242766.129 | 20.8227 | 20.9227 | 20.8227 | 20.9227 | 0.0625 | 225 | 0.19664 | 2390.535 | 0.029621
2017-02-04 07:45 | 4053.5 | 127.8438 | 20.3031 | -5 | 2264.2157 | 684.1044 | 917156.0991 | 2663961.7313 | 2369786.1319 | 31573.0292 | 262602.5702 | 20.2409 | 20.3409 | 20.2409 | 20.3409 | 0.0625 | 225 | 0.20431 | 2959.9575 | 0.037553
2017-02-04 08:00 | 4057.5 | 128.0938 | 20.7209 | -4.8125 | 3241.0297 | 0 | 917156.0991 | 2150225.023 | 1814341.1964 | 93432.3467 | 242451.4799 | 20.7622 | 20.8622 | 20.7622 | 20.8622 | 0.0625 | 225 | 0.21199 | 2389.1389 | 0.031907
2017-02-04 08:15 | 4061.5 | 128.3438 | 20.281 | -4.5625 | 2183.6619 | 622.0241 | 830909.2642 | 2676946.7906 | 2385607.9303 | 31144.1156 | 260194.7447 | 20.2207 | 20.3207 | 20.2207 | 20.3207 | 0.0625 | 225 | 0.19982 | 2974.3853 | 0.036905
2017-02-04 08:30 | 4065.5 | 128.5938 | 20.7352 | -4.3125 | 2978.6013 | 0 | 802160.3193 | 2044958.9532 | 1723056.4498 | 85136.9306 | 236765.5728 | 20.757 | 20.857 | 20.757 | 20.857 | 0.0625 | 225 | 0.18765 | 2272.1766 | 0.026907
2017-02-04 08:45 | 4069.5 | 128.8438 | 20.2793 | -4.0625 | 1916.9551 | 671.5959 | 802160.3193 | 2410477.1831 | 2139013.5471 | 28378.9769 | 243084.6591 | 20.219 | 20.319 | 20.219 | 20.319 | 0.0625 | 225 | 0.17548 | 2678.308 | 0.029195
2017-02-04 09:00 | 4073.5 | 129.0938 | 20.7531 | -4 | 2827.6031 | 0 | 802160.3193 | 1825248.3434 | 1507381.9517 | 92183.9816 | 225682.4101 | 20.7737 | 20.8737 | 20.7737 | 20.8737 | 0.0625 | 225 | 0.16331 | 2028.0537 | 0.020903
2017-02-04 09:15 | 4077.5 | 129.3438 | 20.2844 | -4 | 1849.1504 | 705.1314 | 767180.1066 | 2277449.8129 | 2012873.6619 | 30727.9939 | 233848.1571 | 20.2246 | 20.3246 | 20.2246 | 20.3246 | 0.0625 | 225 | 0.15662 | 2530.4998 | 0.024595
2017-02-04 09:30 | 4081.5 | 129.5938 | 20.7563 | -4 | 2719.9283 | 0 | 755520.0357 | 1778674.1891 | 1459136.6824 | 96958.2802 | 222579.2265 | 20.7712 | 20.8712 | 20.7712 | 20.8712 | 0.0625 | 225 | 0.14992 | 1976.3047 | 0.018689
2017-02-04 09:45 | 4085.5 | 129.8438 | 20.2826 | -4 | 1739.9021 | 728.0198 | 755520.0357 | 2211263.6315 | 1952559.481 | 32319.4267 | 226384.7237 | 20.2237 | 20.3237 | 20.2237 | 20.3237 | 0.0625 | 225 | 0.14322 | 2456.9596 | 0.021844
2017-02-04 10:00 | 4089.5 | 130.0938 | 20.7771 | -4 | 2638.7959 | 41.9818 | 755520.0357 | 1709843.1708 | 1391714.0744 | 100124.9965 | 218004.0999 | 20.7903 | 20.8903 | 20.7903 | 20.8903 | 0.0625 | 225 | 0.13653 | 1899.8257 | 0.016365
2017-02-04 10:15 | 4093.5 | 130.3438 | 20.2887 | -4 | 1650.2259 | 794.3085 | 767408.184 | 2142542.0574 | 1889730.6481 | 33374.9988 | 219436.4105 | 20.2301 | 20.3301 | 20.2301 | 20.3301 | 0.0625 | 225 | 0.13439 | 2380.6023 | 0.019855
2017-02-04 10:30 | 4097.5 | 130.5938 | 20.7959 | -4 | 2472.9643 | 42.3533 | 771370.9002 | 1646107.9974 | 1322852.9916 | 109144.7727 | 214110.2332 | 20.79 | 20.89 | 20.79 | 20.89 | 0.0625 | 225 | 0.13224 | 1829.0089 | 0.015264
2017-02-04 10:45 | 4101.5 | 130.8438 | 20.2888 | -4 | 1614.0446 | 837.582 | 771370.9002 | 2085877.5989 | 1835442.3789 | 36381.5909 | 214053.6291 | 20.23 | 20.33 | 20.23 | 20.33 | 0.0625 | 225 | 0.13009 | 2317.6418 | 0.018708
2017-02-04 11:00 | 4105.5 | 131.0938 | 20.7998 | -4 | 2426.5158 | 42.4199 | 771370.9002 | 1585865.8319 | 1259878.73 | 115084.0506 | 210903.0513 | 20.7947 | 20.8947 | 20.7947 | 20.8947 | 0.0625 | 225 | 0.12795 | 1762.0731 | 0.014235
2017-02-04 11:15 | 4109.5 | 131.3438 | 20.2905 | -4 | 1603.918 | 850.643 | 781398.9772 | 2073031.5897 | 1821722.5956 | 38361.3502 | 212947.6439 | 20.2316 | 20.3316 | 20.2316 | 20.3316 | 0.0625 | 225 | 0.12682 | 2303.3684 | 0.018114
2017-02-04 11:30 | 4113.5 | 131.5938 | 20.7936 | -4 | 2440.7889 | 42.336 | 784741.6695 | 1598380.6369 | 1270944.6541 | 116719.2398 | 210716.7429 | 20.7946 | 20.8946 | 20.7946 | 20.8946 | 0.0625 | 225 | 0.12569 | 1775.9785 | 0.014091
2017-02-04 11:45 | 4117.5 | 131.8438 | 20.2906 | -4 | 1591.7572 | 848.5538 | 784741.6695 | 2104180.1305 | 1850943.0445 | 38906.4133 | 214330.6727 | 20.2315 | 20.3315 | 20.2315 | 20.3315 | 0.0625 | 225 | 0.12456 | 2337.9779 | 0.018058
2017-02-04 12:00 | 4121.5 | 132.0938 | 20.8061 | -3.8125 | 2383.9864 | 41.9594 | 784741.6695 | 1623839.7435 | 1296362.3149 | 116261.9967 | 211215.4319 | 20.7875 | 20.8875 | 20.7875 | 20.8875 | 0.0625 | 225 | 0.12343 | 1804.2664 | 0.014058
2017-02-04 12:15 | 4125.5 | 132.3438 | 20.2881 | -3.5625 | 1501.5415 | 877.2833 | 777068.1549 | 2085521.7611 | 1834306.5547 | 40083.9005 | 211131.3059 | 20.2292 | 20.3292 | 20.2292 | 20.3292 | 0.0625 | 225 | 0.12089 | 2317.2464 | 0.017377
2017-02-04 12:30 | 4129.5 | 132.5938 | 20.842 | -3.3125 | 2167.6907 | 41.4856 | 774510.3167 | 1521608.1377 | 1194365.9801 | 120789.0474 | 206453.1102 | 20.787 | 20.887 | 20.787 | 20.887 | 0.0625 | 225 | 0.11835 | 1690.6757 | 0.012652
2017-02-04 12:45 | 4133.5 | 132.8438 | 20.2885 | -3.0625 | 1462.4709 | 947.6507 | 774510.3167 | 1995973.2103 | 1726914.2474 | 63094.3987 | 205964.5643 | 20.229 | 20.329 | 20.229 | 20.329 | 0.0625 | 225 | 0.11581 | 2217.748 | 0.01592
2017-02-04 13:00 | 4137.5 | 133.0938 | 20.8363 | -3 | 2270.5207 | 251.1058 | 774510.3167 | 1404750.8823 | 1065002.2169 | 137573.9624 | 202174.703 | 20.8092 | 20.9092 | 20.8092 | 20.9092 | 0.0625 | 225 | 0.11327 | 1560.8343 | 0.011196
2017-02-04 13:15 | 4141.5 | 133.3438 | 20.2949 | -3 | 1343.0806 | 958.2554 | 764415.4349 | 1978101.5497 | 1696255.3345 | 74136.5601 | 207709.6551 | 20.2364 | 20.3364 | 20.2364 | 20.3364 | 0.0625 | 225 | 0.11497 | 2197.8906 | 0.015643
2017-02-04 13:30 | 4145.5 | 133.5938 | 20.8364 | -3 | 2231.9002 | 271.7534 | 761050.4743 | 1431297.7953 | 1086805.5994 | 141474.932 | 203017.2639 | 20.8089 | 20.9089 | 20.8089 | 20.9089 | 0.0625 | 225 | 0.11668 | 1590.3309 | 0.011747
2017-02-04 13:45 | 4149.5 | 133.8438 | 20.2956 | -3 | 1279.1138 | 979.1658 | 761050.4743 | 1988438.2392 | 1703728.5889 | 77398.8243 | 207310.826 | 20.2363 | 20.3363 | 20.2363 | 20.3363 | 0.0625 | 225 | 0.11839 | 2209.3758 | 0.016195
2017-02-04 14:00 | 4153.5 | 134.0938 | 20.8308 | -2.4375 | 2147.6618 | 296.3453 | 761050.4743 | 1418499.0013 | 1072517.7545 | 144409.924 | 201571.3229 | 20.8038 | 20.9038 | 20.8038 | 20.9038 | 0.0625 | 225 | 0.12009 | 1576.11 | 0.011987
2017-02-04 14:15 | 4157.5 | 134.3438 | 20.2927 | -1.6875 | 1178.7776 | 1005.6711 | 764473.778 | 1938624.655 | 1652771.421 | 81678.9873 | 204174.2467 | 20.2346 | 20.3346 | 20.2346 | 20.3346 | 0.0625 | 225 | 0.12069 | 2154.0274 | 0.016098
2017-02-04 14:30 | 4161.5 | 134.5938 | 20.828 | -0.9375 | 1995.2231 | 353.7697 | 765614.8792 | 1344435.8211 | 999528.3229 | 149703.8513 | 195203.6468 | 20.8033 | 20.9033 | 20.8033 | 20.9033 | 0.0625 | 225 | 0.12128 | 1493.8176 | 0.011484
2017-02-04 14:45 | 4165.5 | 134.8438 | 20.2867 | -0.1875 | 1056.4509 | 1073.478 | 765614.8792 | 1813016.0421 | 1524445.0762 | 91645.2537 | 196925.7121 | 20.2344 | 20.3344 | 20.2344 | 20.3344 | 0.0625 | 225 | 0.12187 | 2014.4623 | 0.015202
2017-02-04 15:00 | 4169.5 | 135.0938 | 20.8206 | 0.01875 | 1927.4427 | 357.2849 | 765614.8792 | 1256231.6661 | 911020.9475 | 158420.033 | 186790.6856 | 20.7972 | 20.8972 | 20.7972 | 20.8972 | 0.0625 | 225 | 0.12247 | 1395.813 | 0.010837
2017-02-04 15:15 | 4173.5 | 135.3438 | 20.2785 | 0.04375 | 1052.8421 | 1051.5234 | 816174.0309 | 1747309.5619 | 1460051.7849 | 94548.1598 | 192709.6172 | 20.2324 | 20.3324 | 20.2324 | 20.3324 | 0.0625 | 225 | 0.12217 | 1941.4551 | 0.014681
2017-02-04 15:30 | 4177.5 | 135.5938 | 20.824 | 0.06875 | 2009.8013 | 310.0497 | 833027.0814 | 1283376.1609 | 937095.0308 | 156203.6091 | 190077.521 | 20.7971 | 20.8971 | 20.7971 | 20.8971 | 0.0625 | 225 | 0.12187 | 1425.9735 | 0.010997
2017-02-04 15:45 | 4181.5 | 135.8438 | 20.288 | 0.09375 | 1121.8203 | 1002.7868 | 833027.0814 | 1770536.1408 | 1488325.6277 | 87113.5588 | 195096.9543 | 20.2324 | 20.3324 | 20.2324 | 20.3324 | 0.0625 | 225 | 0.12158 | 1967.2624 | 0.014812
2017-02-04 16:00 | 4185.5 | 136.0938 | 20.8458 | 0.08125 | 2103.7128 | 326.7443 | 833027.0814 | 1276042.1418 | 935536.8392 | 151435.0848 | 189070.2177 | 20.8215 | 20.9215 | 20.8215 | 20.9215 | 0.0625 | 225 | 0.12128 | 1417.8246 | 0.010885
2017-02-04 16:15 | 4189.5 | 136.3438 | 20.2976 | 0.05625 | 1193.5981 | 1019.9765 | 998906.6837 | 1884603.1322 | 1598401.9291 | 88521.4019 | 197679.8012 | 20.2405 | 20.3405 | 20.2405 | 20.3405 | 0.0625 | 225 | 0.12612 | 2094.0035 | 0.01634
2017-02-04 16:30 | 4193.5 | 136.5938 | 20.8449 | 0.03125 | 2173.6991 | 297.9138 | 1054199.8844 | 1345445.4214 | 997589.6077 | 154459.2244 | 193396.5892 | 20.8199 | 20.9199 | 20.8199 | 20.9199 | 0.0625 | 225 | 0.13096 | 1494.9394 | 0.012403
2017-02-04 16:45 | 4197.5 | 136.8438 | 20.2976 | 0.00625 | 1284.7742 | 983.9954 | 1054199.8844 | 1931960.2292 | 1646516.1168 | 85209.39 | 200234.7224 | 20.24 | 20.34 | 20.24 | 20.34 | 0.0625 | 225 | 0.13581 | 2146.6225 | 0.01804
2017-02-04 17:00 | 4201.5 | 137.0938 | 20.8583 | -0.375 | 2241.2254 | 307.1868 | 1054199.8844 | 1398443.5798 | 1052400.1719 | 148576.1811 | 197467.2268 | 20.8328 | 20.9328 | 20.8328 | 20.9328 | 0.0625 | 225 | 0.14065 | 1553.8262 | 0.013837
2017-02-04 17:15 | 4205.5 | 137.3438 | 20.3031 | -0.875 | 1372.2836 | 963.8542 | 1261187.676 | 1973041.4422 | 1685373.7709 | 84779.7985 | 202887.8728 | 20.2443 | 20.3443 | 20.2443 | 20.3443 | 0.0625 | 225 | 0.14924 | 2192.2683 | 0.020253
2017-02-04 17:30 | 4209.5 | 137.5938 | 20.8572 | -1.375 | 2337.3065 | 273.2952 | 1330183.6065 | 1472532.1954 | 1123832.1387 | 145868.968 | 202831.0886 | 20.8301 | 20.9301 | 20.8301 | 20.9301 | 0.0625 | 225 | 0.15782 | 1636.1469 | 0.01633
2017-02-04 17:45 | 4213.5 | 137.8438 | 20.3031 | -1.875 | 1485.7261 | 921.1126 | 1330183.6065 | 2048013.9732 | 1761900.7146 | 78589.8508 | 207523.4077 | 20.2434 | 20.3434 | 20.2434 | 20.3434 | 0.0625 | 225 | 0.16641 | 2275.5711 | 0.023453
2017-02-04 18:00 | 4217.5 | 138.0938 | 20.8265 | -2 | 2350.1713 | 229.7445 | 1330183.6065 | 1570177.4939 | 1224728.1181 | 138142.9559 | 207306.42 | 20.7979 | 20.8979 | 20.7979 | 20.8979 | 0.0625 | 225 | 0.175 | 1744.6417 | 0.019286
2017-02-04 18:15 | 4221.5 | 138.3438 | 20.2913 | -2 | 1447.006 | 891.9255 | 1396857.2413 | 2055900.6505 | 1776645.8381 | 70230.559 | 209024.2534 | 20.2326 | 20.3326 | 20.2326 | 20.3326 | 0.0625 | 225 | 0.17438 | 2284.3341 | 0.024698
2017-02-04 18:30 | 4225.5 | 138.5938 | 20.8265 | -2 | 2367.946 | 214.5317 | 1419081.7863 | 1520198.7417 | 1182754.1065 | 132050.2101 | 205394.4251 | 20.7978 | 20.8978 | 20.7978 | 20.8978 | 0.0625 | 225 | 0.17376 | 1689.1097 | 0.018553
2017-02-04 18:45 | 4229.5 | 138.8438 | 20.2914 | -2 | 1477.4546 | 884.6116 | 1419081.7863 | 2062993.0161 | 1787073.7536 | 66737.4435 | 209181.819 | 20.2326 | 20.3326 | 20.2326 | 20.3326 | 0.0625 | 225 | 0.17314 | 2292.2145 | 0.02459
2017-02-04 19:00 | 4233.5 | 139.0938 | 20.8091 | -2 | 2373.6424 | 193.1347 | 1419081.7863 | 1539517.8583 | 1202909.1917 | 130424.5733 | 206184.0933 | 20.7805 | 20.8805 | 20.7805 | 20.8805 | 0.0625 | 225 | 0.17252 | 1710.5754 | 0.018655
2017-02-04 19:15 | 4237.5 | 139.3438 | 20.2848 | -2 | 1471.5347 | 849.5147 | 1398902.0723 | 2040618.107 | 1767470.9198 | 64060.1217 | 209087.0656 | 20.2269 | 20.3269 | 20.2269 | 20.3269 | 0.0625 | 225 | 0.16721 | 2267.3535 | 0.023498
2017-02-04 19:30 | 4241.5 | 139.5938 | 20.8079 | -2 | 2398.558 | 180.431 | 1392175.501 | 1509321.035 | 1178673.9608 | 125057.6762 | 205589.398 | 20.7792 | 20.8792 | 20.7792 | 20.8792 | 0.0625 | 225 | 0.1619 | 1677.0234 | 0.017166
2017-02-04 19:45 | 4245.5 | 139.8438 | 20.2843 | -2 | 1496.8874 | 841.1106 | 1392175.501 | 2021791.5232 | 1752117.8828 | 60654.5111 | 209019.1292 | 20.2264 | 20.3264 | 20.2264 | 20.3264 | 0.0625 | 225 | 0.1566 | 2246.435 | 0.021799
2017-02-04 20:00 | 4249.5 | 140.0938 | 20.8093 | -2.1875 | 2431.246 | 169.1053 | 1392175.501 | 1497091.328 | 1167875.6445 | 123369.1122 | 205846.5714 | 20.7804 | 20.8804 | 20.7804 | 20.8804 | 0.0625 | 225 | 0.15129 | 1663.4348 | 0.015912
2017-02-04 20:15 | 4253.5 | 140.3438 | 20.2849 | -2.4375 | 1531.1327 | 832.8778 | 1381240.1333 | 2039721.2323 | 1771066.6138 | 58537.7304 | 210116.8881 | 20.2268 | 20.3268 | 20.2268 | 20.3268 | 0.0625 | 225 | 0.14666 | 2266.3569 | 0.020592
2017-02-04 20:30 | 4257.5 | 140.5938 | 20.8062 | -2.6875 | 2443.4818 | 135.4769 | 1377595.0107 | 1546175.1178 | 1217046.951 | 121532.704 | 207595.4628 | 20.7791 | 20.8791 | 20.7791 | 20.8791 | 0.0625 | 225 | 0.14203 | 1717.9724 | 0.015417
2017-02-04 20:45 | 4261.5 | 140.8438 | 20.285 | -2.9375 | 1569.6287 | 818.5744 | 1377595.0107 | 2085205.2894 | 1820775.6706 | 52914.474 | 211515.1448 | 20.2264 | 20.3264 | 20.2264 | 20.3264 | 0.0625 | 225 | 0.13739 | 2316.8948 | 0.019727
2017-02-04 21:00 | 4265.5 | 141.0938 | 20.8152 | -3.1875 | 2449.6742 | 40.9901 | 1377595.0107 | 1601467.4274 | 1274339.162 | 117747.0668 | 209381.1986 | 20.8108 | 20.9108 | 20.8108 | 20.9108 | 0.0625 | 225 | 0.13276 | 1779.4083 | 0.014918
2017-02-04 21:15 | 4269.5 | 141.3438 | 20.2969 | -3.4375 | 1667.0207 | 844.0291 | 1292506.3149 | 2107293.3013 | 1857951.3398 | 37626.2563 | 211715.7053 | 20.2369 | 20.3369 | 20.2369 | 20.3369 | 0.0625 | 225 | 0.13518 | 2341.437 | 0.019624
2017-02-04 21:30 | 4273.5 | 141.5938 | 20.7907 | -3.6875 | 2573.5686 | 41.6813 | 1264143.4163 | 1670422.4439 | 1342110.6606 | 115915.5054 | 212396.2779 | 20.8104 | 20.9104 | 20.8104 | 20.9104 | 0.0625 | 225 | 0.13759 | 1856.0249 | 0.016107
2017-02-04 21:45 | 4277.5 | 141.8438 | 20.2963 | -3.9375 | 1682.9319 | 806.071 | 1264143.4163 | 2165116.0894 | 1908477.0856 | 38638.5018 | 218000.502 | 20.2368 | 20.3368 | 20.2368 | 20.3368 | 0.0625 | 225 | 0.14001 | 2405.6845 | 0.020895
2017-02-04 22:00 | 4281.5 | 142.0938 | 20.7743 | -4 | 2628.9951 | 0 | 1264143.4163 | 1728403.5935 | 1401902.8101 | 110587.4225 | 215913.3609 | 20.7964 | 20.8964 | 20.7964 | 20.8964 | 0.0625 | 225 | 0.14243 | 1920.4484 | 0.017245
2017-02-04 22:15 | 4285.5 | 142.3438 | 20.2916 | -4 | 1762.7601 | 758.8147 | 1073137.6048 | 2217944.2559 | 1956705.8979 | 36862.4742 | 224375.8838 | 20.2321 | 20.3321 | 20.2321 | 20.3321 | 0.0625 | 225 | 0.14157 | 2464.3825 | 0.021649
2017-02-04 22:30 | 4289.5 | 142.5938 | 20.7727 | -4 | 2714.4445 | 0 | 1009469.0009 | 1760855.8651 | 1437403.0662 | 104255.5496 | 219197.2493 | 20.7964 | 20.8964 | 20.7964 | 20.8964 | 0.0625 | 225 | 0.14071 | 1956.5065 | 0.017357
2017-02-04 22:45 | 4293.5 | 142.8438 | 20.2915 | -4 | 1812.5458 | 748.1606 | 1009469.0009 | 2236689.8433 | 1973803.7889 | 34751.8499 | 228134.2045 | 20.2321 | 20.3321 | 20.2321 | 20.3321 | 0.0625 | 225 | 0.13985 | 2485.2109 | 0.02157
2017-02-04 23:00 | 4297.5 | 143.0938 | 20.7662 | -4 | 2796.8862 | 0 | 1009469.0009 | 1768125.4035 | 1444415.6761 | 102876.0695 | 220833.658 | 20.7914 | 20.8914 | 20.7914 | 20.8914 | 0.0625 | 225 | 0.13899 | 1964.5838 | 0.017217
2017-02-04 23:15 | 4301.5 | 143.3438 | 20.2898 | -4 | 1896.2433 | 714.4891 | 843164.9445 | 2264284.3493 | 1997597.3797 | 34292.0232 | 232394.9464 | 20.2305 | 20.3305 | 20.2305 | 20.3305 | 0.0625 | 225 | 0.13705 | 2515.8715 | 0.021395
2017-02-04 23:30 | 4304 | 143.5 | 19.9716 | -4 | 1696.4894 | 0 | 787730.259 | 2507944.7046 | 2270449.559 | 0 | 237495.1455 | 19.95 | 20.05 | 19.95 | 20.05 | 0.25 | 900 | 0.13511 | 2786.6052 | 0.094121
2017-02-04 23:45 | 4307 | 143.85 | 18.9542 | -4 | 1232.2176 | 1019.9006 | 787730.259 | 1798028.1567 | 1509247.7866 | 26255.9438 | 262524.4264 | 18.8398 | 18.9398 | 18.8398 | 18.9398 | 0.05 | 180 | 0.13316 | 1997.8091 | 0.013302
2017-02-05 | 4310 | 144 | 18.5709 | -4 | 730.6262 | 0 | 787730.259 | 1851275.4209 | 1577959.1291 | 0 | 273316.2917 | 18.5623 | 18.6623 | 18.5623 | 18.6623 | 0.25 | 900 | 0.13316 | 2056.9727 | 0.068478

## Details_2025-03-01
datetime | Unnamed: 0 | sim_time | Zone Air Temperature,LIVING_UNIT1 | Site Outdoor Air Drybulb Temperature,ENVIRONMENT | Zone Air System Sensible Heating Rate,LIVING_UNIT1 | Zone Air System Sensible Cooling Rate,LIVING_UNIT1 | Electricity:Building | Electricity:HVAC | Heating:Electricity | Cooling:Electricity | Fans:Electricity | Zone Thermostat Heating Setpoint Temperature,LIVING_UNIT1 | Zone Thermostat Cooling Setpoint Temperature,LIVING_UNIT1 | Zone Temperature Control,Heating Setpoint,LIVING_UNIT1 | Zone Temperature Control,Cooling Setpoint,LIVING_UNIT1 | dt_hours | dt_seconds | current_price | P_total_W | step_cost_real
2017-03-01 | 6044.5 | 120.0625 | 20.2761 | 6.9375 | 0 | 533.5574 | 787730.259 | 270000 | 90000 | 0 | 45000 | 20.1811 | 20.2811 | 20.1811 | 20.2811 | 0.125 | 450 | 0.12556 | 150 | 0.0021973
2017-03-01 00:15 | 6046 | 120.25 | 19.965 | 6.975 | 95.1124 | 0 | 787730.259 | 270000 | 180000 | 0 | 90000 | 19.9612 | 20.0612 | 19.9612 | 20.0612 | 0.25 | 900 | 0.1239 | 300 | 0.0092927
2017-03-01 00:30 | 6047 | 120.5 | 19.9575 | 7.05 | 49.7709 | 0 | 613262.9701 | 405818.7839 | 179170.5704 | 110459.8872 | 116188.3263 | 19.95 | 20.05 | 19.95 | 20.05 | 0.25 | 900 | 0.12225 | 450.9098 | 0.01378
2017-03-01 00:45 | 6048.5 | 120.8125 | 19.993 | 7.1625 | 0 | 60.8476 | 613262.9701 | 287212.3877 | 195078.7231 | 0 | 92133.6646 | 19.95 | 20.05 | 19.95 | 20.05 | 0.125 | 450 | 0.12059 | 319.1249 | 0.0048295
2017-03-01 01:00 | 6050.5 | 121.0625 | 19.9563 | 7.2 | 23.9571 | 29.5967 | 613262.9701 | 270000 | 180000 | 0 | 90000 | 19.95 | 20.05 | 19.95 | 20.05 | 0.125 | 450 | 0.11893 | 300 | 0.0044599
2017-03-01 01:15 | 6052.5 | 121.3125 | 19.9515 | 7.2 | 59.6788 | 0 | 587800.1859 | 285769.3204 | 193818.3165 | 0 | 91951.0039 | 19.95 | 20.05 | 19.95 | 20.05 | 0.125 | 450 | 0.11828 | 317.5215 | 0.0046774
2017-03-01 01:30 | 6054.5 | 121.5625 | 19.952 | 7.2 | 102.9236 | 0 | 562337.4017 | 307631.7782 | 212975.9184 | 0 | 94655.8599 | 19.95 | 20.05 | 19.95 | 20.05 | 0.125 | 450 | 0.11764 | 341.8131 | 0.0050195
2017-03-01 01:45 | 6056 | 121.75 | 19.9522 | 7.2 | 121.3596 | 0 | 562337.4017 | 313724.9157 | 218315.2037 | 0 | 95409.7119 | 19.95 | 20.05 | 19.95 | 20.05 | 0.25 | 900 | 0.11699 | 348.5832 | 0.010195
2017-03-01 02:00 | 6057 | 122 | 19.946 | 7.2 | 164.0815 | 0 | 562337.4017 | 326019.1657 | 229088.3907 | 0 | 96930.7749 | 19.95 | 20.05 | 19.95 | 20.05 | 0.25 | 900 | 0.11634 | 362.2435 | 0.010536
2017-03-01 02:15 | 6058 | 122.25 | 19.953 | 7.175 | 231.201 | 0 | 562337.4017 | 338619.1587 | 240129.4938 | 0 | 98489.6649 | 19.95 | 20.05 | 19.95 | 20.05 | 0.25 | 900 | 0.11437 | 376.2435 | 0.010758
2017-03-01 02:30 | 6059 | 122.5 | 19.9536 | 7.15 | 262.424 | 0 | 545753.3182 | 359272.8591 | 258224.3236 | 0 | 101048.5354 | 19.95 | 20.05 | 19.95 | 20.05 | 0.25 | 900 | 0.11239 | 399.1921 | 0.011217
2017-03-01 02:45 | 6060 | 122.75 | 19.9545 | 7.125 | 316.0132 | 0 | 545753.3182 | 368731.6225 | 266508.5158 | 0 | 102223.1067 | 19.95 | 20.05 | 19.95 | 20.05 | 0.25 | 900 | 0.11042 | 409.7018 | 0.01131
2017-03-01 03:00 | 6061 | 123 | 19.9552 | 7.1 | 357.3965 | 0 | 545753.3182 | 385042.7967 | 280795.7528 | 0 | 104247.044 | 19.95 | 20.05 | 19.95 | 20.05 | 0.25 | 900 | 0.10845 | 427.8253 | 0.011599
2017-03-01 03:15 | 6062 | 123.25 | 19.9582 | 7.075 | 398.5661 | 0 | 545753.3182 | 397636.3042 | 291824.57 | 0 | 105811.7343 | 19.95 | 20.05 | 19.95 | 20.05 | 0.25 | 900 | 0.10811 | 441.8181 | 0.011941
2017-03-01 03:30 | 6063 | 123.5 | 19.9588 | 7.05 | 427.3116 | 0 | 533363.667 | 410194.1437 | 302821.1341 | 0 | 107373.0096 | 19.95 | 20.05 | 19.95 | 20.05 | 0.25 | 900 | 0.10776 | 455.7713 | 0.012279
2017-03-01 03:45 | 6064 | 123.75 | 19.9592 | 7.025 | 459.1849 | 0 | 533363.667 | 418927.934 | 310466.6799 | 0 | 108461.2541 | 19.95 | 20.05 | 19.95 | 20.05 | 0.25 | 900 | 0.10742 | 465.4755 | 0.012501
2017-03-01 04:00 | 6065 | 124 | 19.9598 | 7 | 485.757 | 0 | 533363.667 | 428633.859 | 318963.1181 | 0 | 109670.7409 | 19.95 | 20.05 | 19.95 | 20.05 | 0.25 | 900 | 0.10708 | 476.2598 | 0.012749
2017-03-01 04:15 | 6066 | 124.25 | 19.9596 | 7 | 498.0393 | 0 | 533363.667 | 436753.2605 | 326069.0522 | 0 | 110684.2084 | 19.9501 | 20.0501 | 19.9501 | 20.0501 | 0.25 | 900 | 0.10788 | 485.2814 | 0.013088
2017-03-01 04:30 | 6067 | 124.5 | 19.9603 | 7 | 518.2118 | 0 | 566989.6412 | 440425.098 | 329285.4319 | 0 | 111139.666 | 19.9501 | 20.0501 | 19.9501 | 20.0501 | 0.25 | 900 | 0.10867 | 489.3612 | 0.013295
2017-03-01 04:45 | 6068 | 124.75 | 19.9608 | 7 | 533.8726 | 0 | 566989.6412 | 446493.6339 | 334601.2218 | 0 | 111892.4121 | 19.9501 | 20.0501 | 19.9501 | 20.0501 | 0.25 | 900 | 0.10947 | 496.104 | 0.013577
2017-03-01 05:00 | 6069 | 125 | 19.9614 | 7 | 548.5125 | 0 | 566989.6412 | 451189.6659 | 338714.7543 | 0 | 112474.9117 | 19.9501 | 20.0501 | 19.9501 | 20.0501 | 0.25 | 900 | 0.11027 | 501.3219 | 0.01382
2017-03-01 05:15 | 6070 | 125.25 | 19.9617 | 6.975 | 527.8074 | 0 | 566989.6412 | 455585.2557 | 342565.1116 | 0 | 113020.1442 | 19.9501 | 20.0501 | 19.9501 | 20.0501 | 0.25 | 900 | 0.11171 | 506.2058 | 0.014137
2017-03-01 05:30 | 6071 | 125.5 | 19.9603 | 6.95 | 528.1001 | 0 | 696064.4026 | 449550.164 | 337271.4529 | 0 | 112278.7111 | 19.9501 | 20.0501 | 19.9501 | 20.0501 | 0.25 | 900 | 0.11314 | 499.5002 | 0.014129
2017-03-01 05:45 | 6072 | 125.75 | 19.959 | 6.925 | 536.5789 | 0 | 696064.4026 | 449772.2091 | 337458.7735 | 0 | 112313.4356 | 19.9501 | 20.0501 | 19.9501 | 20.0501 | 0.25 | 900 | 0.11458 | 499.7469 | 0.014316
2017-03-01 06:00 | 6073 | 126 | 19.9594 | 6.9 | 546.3797 | 0 | 696064.4026 | 452476.9711 | 339820.5385 | 0 | 112656.4326 | 19.9501 | 20.0501 | 19.9501 | 20.0501 | 0.25 | 900 | 0.11602 | 502.7522 | 0.014582
2017-03-01 06:15 | 6074 | 126.25 | 19.9621 | 6.9 | 529.4589 | 0 | 696064.4026 | 455610.9193 | 342557.9693 | 0 | 113052.9501 | 19.9501 | 20.0501 | 19.9501 | 20.0501 | 0.25 | 900 | 0.12021 | 506.2344 | 0.015213
2017-03-01 06:30 | 6075 | 126.5 | 19.9628 | 6.9 | 570.7528 | 0 | 832563.7912 | 450603.4406 | 338172.4214 | 0 | 112431.0192 | 19.9501 | 20.0501 | 19.9501 | 20.0501 | 0.25 | 900 | 0.12439 | 500.6705 | 0.01557
2017-03-01 06:45 | 6076 | 126.75 | 19.9629 | 6.9 | 578.3498 | 0 | 832563.7912 | 462948.1515 | 348983.9143 | 0 | 113964.2372 | 19.9501 | 20.0501 | 19.9501 | 20.0501 | 0.25 | 900 | 0.12857 | 514.3868 | 0.016534
2017-03-01 07:00 | 6077 | 127 | 19.9631 | 6.9 | 583.1563 | 0 | 832563.7912 | 465205.4838 | 350960.885 | 0 | 114244.5988 | 19.9501 | 20.0501 | 19.9501 | 20.0501 | 0.25 | 900 | 0.13276 | 516.895 | 0.017156
2017-03-01 07:15 | 6078 | 127.25 | 19.9583 | 6.9 | 613.4387 | 0 | 832563.7912 | 466647.7175 | 352223.9927 | 0 | 114423.7248 | 19.95 | 20.05 | 19.95 | 20.05 | 0.25 | 900 | 0.13327 | 518.4975 | 0.017275
2017-03-01 07:30 | 6079 | 127.5 | 19.9603 | 6.9 | 632.3879 | 0 | 917156.0991 | 475584.7892 | 360051.0765 | 0 | 115533.7126 | 19.95 | 20.05 | 19.95 | 20.05 | 0.25 | 900 | 0.13378 | 528.4275 | 0.017673
2017-03-01 07:45 | 6080 | 127.75 | 19.9607 | 6.9 | 541.3225 | 0 | 917156.0991 | 481379.662 | 365126.2238 | 0 | 116253.4382 | 19.95 | 20.05 | 19.95 | 20.05 | 0.25 | 900 | 0.13428 | 534.8663 | 0.017956
2017-03-01 08:00 | 6081 | 128 | 19.9613 | 6.9 | 470.9034 | 0 | 917156.0991 | 454144.965 | 341274.0871 | 0 | 112870.8779 | 19.95 | 20.05 | 19.95 | 20.05 | 0.25 | 900 | 0.13479 | 504.6055 | 0.017004
2017-03-01 08:15 | 6082 | 128.25 | 19.9562 | 6.925 | 551.3732 | 0 | 917156.0991 | 433010.2557 | 322764.3171 | 0 | 110245.9386 | 19.95 | 20.05 | 19.95 | 20.05 | 0.25 | 900 | 0.1339 | 481.1225 | 0.016105
2017-03-01 08:30 | 6083 | 128.5 | 19.9554 | 6.95 | 514.0966 | 0 | 802160.3193 | 456920.3999 | 343712.2689 | 0 | 113208.131 | 19.95 | 20.05 | 19.95 | 20.05 | 0.25 | 900 | 0.13301 | 507.6893 | 0.016881
2017-03-01 08:45 | 6084 | 128.75 | 19.9542 | 6.975 | 458.8299 | 0 | 802160.3193 | 445684.6434 | 333878.559 | 0 | 111806.0844 | 19.95 | 20.05 | 19.95 | 20.05 | 0.25 | 900 | 0.13211 | 495.2052 | 0.016356
2017-03-01 09:00 | 6085 | 129 | 19.9533 | 7 | 407.7943 | 0 | 802160.3193 | 428952.8144 | 319229.837 | 0 | 109722.9774 | 19.95 | 20.05 | 19.95 | 20.05 | 0.25 | 900 | 0.13122 | 476.6142 | 0.015635
2017-03-01 09:15 | 6086 | 129.25 | 19.9629 | 7.2 | 397.7412 | 0 | 802160.3193 | 413464.2533 | 305668.8321 | 0 | 107795.4212 | 19.95 | 20.05 | 19.95 | 20.05 | 0.25 | 900 | 0.12744 | 459.4047 | 0.014637
2017-03-01 09:30 | 6087 | 129.5 | 19.9614 | 7.4 | 288.4219 | 0 | 755520.0357 | 409591.8192 | 302321.3106 | 0 | 107270.5086 | 19.95 | 20.05 | 19.95 | 20.05 | 0.25 | 900 | 0.12366 | 455.102 | 0.014069
2017-03-01 09:45 | 6088 | 129.75 | 19.9606 | 7.6 | 217.2897 | 0 | 755520.0357 | 375478.4602 | 272462.1992 | 0 | 103016.261 | 19.95 | 20.05 | 19.95 | 20.05 | 0.25 | 900 | 0.11988 | 417.1983 | 0.012503
2017-03-01 10:00 | 6089 | 130 | 19.9607 | 7.8 | 157.6446 | 0 | 755520.0357 | 353122.4553 | 252891.5272 | 0 | 100230.9282 | 19.95 | 20.05 | 19.95 | 20.05 | 0.25 | 900 | 0.1161 | 392.3583 | 0.011388
2017-03-01 10:15 | 6090 | 130.25 | 19.9474 | 7.75 | 102.6501 | 0 | 755520.0357 | 334330.7039 | 236433.265 | 0 | 97897.4389 | 19.95 | 20.05 | 19.95 | 20.05 | 0.25 | 900 | 0.11291 | 371.4786 | 0.010485
2017-03-01 10:30 | 6091 | 130.5 | 19.9462 | 7.7 | 92.7549 | 0 | 771370.9002 | 317712.8252 | 221851.6387 | 0 | 95861.1865 | 19.95 | 20.05 | 19.95 | 20.05 | 0.25 | 900 | 0.10971 | 353.0143 | 0.0096823
2017-03-01 10:45 | 6092 | 130.75 | 19.944 | 7.65 | 60.8439 | 0 | 771370.9002 | 315012.3682 | 219479.319 | 0 | 95533.0492 | 19.95 | 20.05 | 19.95 | 20.05 | 0.25 | 900 | 0.10651 | 350.0137 | 0.0093204
2017-03-01 11:00 | 6093.5 | 131.0625 | 19.9474 | 7.8125 | 57.9207 | 0 | 771370.9002 | 304882.8807 | 210590.8227 | 0 | 94292.0581 | 19.95 | 20.05 | 19.95 | 20.05 | 0.125 | 450 | 0.10332 | 338.7588 | 0.0043757
2017-03-01 11:15 | 6095.5 | 131.3125 | 19.9507 | 8.2375 | 28.4416 | 0 | 778056.2848 | 301929.5616 | 208009.6317 | 0 | 93919.9298 | 19.95 | 20.05 | 19.95 | 20.05 | 0.125 | 450 | 0.10165 | 335.4773 | 0.004265
2017-03-01 11:30 | 6097.5 | 131.5625 | 19.9507 | 8.6625 | 22.4156 | 0 | 784741.6695 | 295831.6226 | 202677.2169 | 0 | 93154.4057 | 19.95 | 20.05 | 19.95 | 20.05 | 0.125 | 450 | 0.099985 | 328.7018 | 0.0041116
2017-03-01 11:45 | 6099.5 | 131.8125 | 19.9507 | 9.0875 | 24.4021 | 0 | 784741.6695 | 291106.6156 | 198544.2163 | 0 | 92562.3992 | 19.95 | 20.05 | 19.95 | 20.05 | 0.125 | 450 | 0.098318 | 323.4518 | 0.003976
2017-03-01 12:00 | 6101 | 132 | 19.9507 | 9.3 | 26.4924 | 0 | 784741.6695 | 290143.1868 | 197704.879 | 0 | 92438.3078 | 19.95 | 20.05 | 19.95 | 20.05 | 0.25 | 900 | 0.09665 | 322.3813 | 0.0077895
2017-03-01 12:15 | 6102 | 132.25 | 19.9349 | 9.325 | 62.3794 | 0 | 784741.6695 | 290011.2092 | 197602.3838 | 0 | 92408.8254 | 19.95 | 20.05 | 19.95 | 20.05 | 0.25 | 900 | 0.0945 | 322.2347 | 0.0076128
2017-03-01 12:30 | 6103 | 132.5 | 19.9372 | 9.35 | 147.9059 | 0 | 774510.3167 | 300373.1946 | 206718.2612 | 0 | 93654.9334 | 19.95 | 20.05 | 19.95 | 20.05 | 0.25 | 900 | 0.09235 | 333.748 | 0.0077054
2017-03-01 12:45 | 6104 | 132.75 | 19.9396 | 9.375 | 196.9012 | 0 | 774510.3167 | 325503.3849 | 228826.6298 | 0 | 96676.7551 | 19.95 | 20.05 | 19.95 | 20.05 | 0.25 | 900 | 0.0902 | 361.6704 | 0.0081557
2017-03-01 13:00 | 6105 | 133 | 19.9425 | 9.4 | 268.7363 | 0 | 774510.3167 | 339707.8484 | 241325.1347 | 0 | 98382.7137 | 19.95 | 20.05 | 19.95 | 20.05 | 0.25 | 900 | 0.08805 | 377.4532 | 0.0083087
2017-03-01 13:15 | 6106 | 133.25 | 19.9339 | 9.3 | 335.9018 | 0 | 774510.3167 | 360503.6784 | 259623.7472 | 0 | 100879.9312 | 19.95 | 20.05 | 19.95 | 20.05 | 0.25 | 900 | 0.086913 | 400.5596 | 0.0087034
2017-03-01 13:30 | 6107 | 133.5 | 19.9353 | 9.2 | 455.5853 | 0 | 761050.4743 | 380214.2242 | 276947.3187 | 0 | 103266.9055 | 19.95 | 20.05 | 19.95 | 20.05 | 0.25 | 900 | 0.085775 | 422.4602 | 0.0090591
2017-03-01 13:45 | 6108 | 133.75 | 19.9361 | 9.1 | 531.5478 | 0 | 761050.4743 | 415422.1664 | 307894.0827 | 0 | 107528.0837 | 19.95 | 20.05 | 19.95 | 20.05 | 0.25 | 900 | 0.084638 | 461.5802 | 0.0097667
2017-03-01 14:00 | 6109 | 134 | 19.9368 | 9 | 617.2245 | 0 | 761050.4743 | 437863.1983 | 327603.5965 | 0 | 110259.6018 | 19.95 | 20.05 | 19.95 | 20.05 | 0.25 | 900 | 0.0835 | 486.5147 | 0.010156
2017-03-01 14:15 | 6110 | 134.25 | 19.9441 | 8.975 | 692.3655 | 0 | 761050.4743 | 463099.4707 | 349763.3972 | 0 | 113336.0735 | 19.95 | 20.05 | 19.95 | 20.05 | 0.25 | 900 | 0.084893 | 514.555 | 0.01092
2017-03-01 14:30 | 6111 | 134.5 | 19.9452 | 8.95 | 750.62 | 0 | 765614.8792 | 485020.1482 | 369026.4165 | 0 | 115993.7317 | 19.95 | 20.05 | 19.95 | 20.05 | 0.25 | 900 | 0.086285 | 538.9113 | 0.011625
2017-03-01 14:45 | 6112 | 134.75 | 19.9461 | 8.925 | 826.1459 | 0 | 765614.8792 | 501788.2814 | 383758.2424 | 0 | 118030.039 | 19.95 | 20.05 | 19.95 | 20.05 | 0.25 | 900 | 0.087677 | 557.5425 | 0.012221
2017-03-01 15:00 | 6113 | 135 | 19.9467 | 8.9 | 892.7647 | 0 | 765614.8792 | 523545.4612 | 402874.259 | 0 | 120671.2021 | 19.95 | 20.05 | 19.95 | 20.05 | 0.25 | 900 | 0.08907 | 581.7172 | 0.012953
2017-03-01 15:15 | 6114 | 135.25 | 19.9711 | 9 | 935.0347 | 0 | 765614.8792 | 542723.3834 | 419721.3999 | 0 | 123001.9835 | 19.9501 | 20.0501 | 19.9501 | 20.0501 | 0.25 | 900 | 0.093408 | 603.026 | 0.014082
2017-03-01 15:30 | 6115 | 135.5 | 19.9715 | 9.1 | 904.7684 | 0 | 833027.0814 | 554515.3175 | 430131.6377 | 0 | 124383.6798 | 19.95 | 20.05 | 19.95 | 20.05 | 0.25 | 900 | 0.097745 | 616.1281 | 0.015056
2017-03-01 15:45 | 6116 | 135.75 | 19.9721 | 9.2 | 940.8407 | 0 | 833027.0814 | 544662.7618 | 421513.3983 | 0 | 123149.3635 | 19.95 | 20.05 | 19.95 | 20.05 | 0.25 | 900 | 0.10208 | 605.1808 | 0.015445
2017-03-01 16:00 | 6117 | 136 | 19.9724 | 9.3 | 948.8287 | 0 | 833027.0814 | 554012.2066 | 429779.5318 | 0 | 124232.6748 | 19.95 | 20.05 | 19.95 | 20.05 | 0.25 | 900 | 0.10642 | 615.5691 | 0.016377
2017-03-01 16:15 | 6118 | 136.25 | 19.982 | 9.275 | 900.2147 | 0 | 833027.0814 | 555414.3246 | 431057.9166 | 0 | 124356.4081 | 19.95 | 20.05 | 19.95 | 20.05 | 0.25 | 900 | 0.11196 | 617.127 | 0.017274
2017-03-01 16:30 | 6119 | 136.5 | 19.9826 | 9.25 | 860.9728 | 0 | 1054199.8844 | 542026.4959 | 419270.8493 | 0 | 122755.6466 | 19.95 | 20.05 | 19.95 | 20.05 | 0.25 | 900 | 0.11751 | 602.2517 | 0.017693
2017-03-01 16:45 | 6120 | 136.75 | 19.9821 | 9.225 | 779.7543 | 0 | 1054199.8844 | 530953.6801 | 409521.0035 | 0 | 121432.6766 | 19.95 | 20.05 | 19.95 | 20.05 | 0.25 | 900 | 0.12305 | 589.9485 | 0.018149
2017-03-01 17:00 | 6121 | 137 | 19.9822 | 9.2 | 741.7088 | 0 | 1054199.8844 | 508123.8597 | 389431.6627 | 0 | 118692.197 | 19.95 | 20.05 | 19.95 | 20.05 | 0.25 | 900 | 0.1286 | 564.5821 | 0.018151
2017-03-01 17:15 | 6122 | 137.25 | 19.9455 | 9.025 | 608.4913 | 0 | 1054199.8844 | 497472.8235 | 380054.9766 | 0 | 117417.8469 | 19.95 | 20.05 | 19.95 | 20.05 | 0.25 | 900 | 0.13063 | 552.7476 | 0.018051
2017-03-01 17:30 | 6123 | 137.5 | 19.9444 | 8.85 | 702.1585 | 0 | 1330183.6065 | 459786.5459 | 346858.3792 | 0 | 112928.1667 | 19.95 | 20.05 | 19.95 | 20.05 | 0.25 | 900 | 0.13265 | 510.8739 | 0.016942
2017-03-01 17:45 | 6124 | 137.75 | 19.9443 | 8.675 | 706.016 | 0 | 1330183.6065 | 488334.1516 | 371896.3896 | 0 | 116437.7621 | 19.95 | 20.05 | 19.95 | 20.05 | 0.25 | 900 | 0.13468 | 542.5935 | 0.018269
2017-03-01 18:00 | 6125 | 138 | 19.9444 | 8.5 | 752.9658 | 0 | 1330183.6065 | 490680.2824 | 373896.9561 | 0 | 116783.3263 | 19.95 | 20.05 | 19.95 | 20.05 | 0.25 | 900 | 0.13671 | 545.2003 | 0.018634
2017-03-01 18:15 | 6126 | 138.25 | 19.9231 | 8.4 | 680.7634 | 0 | 1330183.6065 | 505445.8351 | 386804.8041 | 0 | 118641.031 | 19.95 | 20.05 | 19.95 | 20.05 | 0.25 | 900 | 0.13709 | 561.6065 | 0.019248
2017-03-01 18:30 | 6127 | 138.5 | 19.9221 | 8.3 | 794.6373 | 0 | 1419081.7863 | 485001.9182 | 368813.5261 | 0 | 116188.3921 | 19.95 | 20.05 | 19.95 | 20.05 | 0.25 | 900 | 0.13748 | 538.891 | 0.018522
2017-03-01 18:45 | 6128 | 138.75 | 19.9242 | 8.2 | 897.7682 | 0 | 1419081.7863 | 519038.9716 | 398664.959 | 0 | 120374.0126 | 19.95 | 20.05 | 19.95 | 20.05 | 0.25 | 900 | 0.13786 | 576.71 | 0.019877
2017-03-01 19:00 | 6129 | 139 | 19.9268 | 8.1 | 988.8434 | 0 | 1419081.7863 | 549644.6655 | 425493.2108 | 0 | 124151.4547 | 19.95 | 20.05 | 19.95 | 20.05 | 0.25 | 900 | 0.13825 | 610.7163 | 0.021108
2017-03-01 19:15 | 6130 | 139.25 | 19.9401 | 7.975 | 1022.5441 | 0 | 1419081.7863 | 576721.3869 | 449214.2447 | 0 | 127507.1422 | 19.95 | 20.05 | 19.95 | 20.05 | 0.25 | 900 | 0.13658 | 640.8015 | 0.02188
2017-03-01 19:30 | 6131 | 139.5 | 19.9408 | 7.85 | 1054.7817 | 0 | 1392175.501 | 587858.6072 | 458926.1237 | 0 | 128932.4835 | 19.95 | 20.05 | 19.95 | 20.05 | 0.25 | 900 | 0.1349 | 653.1762 | 0.022029
2017-03-01 19:45 | 6132 | 139.75 | 19.941 | 7.725 | 1121.147 | 0 | 1392175.501 | 598039.4462 | 467794.4922 | 0 | 130244.954 | 19.95 | 20.05 | 19.95 | 20.05 | 0.25 | 900 | 0.13323 | 664.4883 | 0.022133
2017-03-01 20:00 | 6133 | 140 | 19.941 | 7.6 | 1176.5822 | 0 | 1392175.501 | 618300.5727 | 485500.3774 | 0 | 132800.1953 | 19.95 | 20.05 | 19.95 | 20.05 | 0.25 | 900 | 0.13156 | 687.0006 | 0.022595
2017-03-01 20:15 | 6134 | 140.25 | 19.9383 | 7.6 | 1234.3796 | 0 | 1392175.501 | 635455.5337 | 500474.3154 | 0 | 134981.2183 | 19.95 | 20.05 | 19.95 | 20.05 | 0.25 | 900 | 0.12961 | 706.0617 | 0.022878
2017-03-01 20:30 | 6135 | 140.5 | 19.9384 | 7.6 | 1306.5646 | 0 | 1377595.0107 | 652126.4722 | 515093.3513 | 0 | 137033.1208 | 19.95 | 20.05 | 19.95 | 20.05 | 0.25 | 900 | 0.12766 | 724.585 | 0.023125
2017-03-01 20:45 | 6136 | 140.75 | 19.9387 | 7.6 | 1373.3012 | 0 | 1377595.0107 | 672875.7373 | 533288.7429 | 0 | 139586.9944 | 19.95 | 20.05 | 19.95 | 20.05 | 0.25 | 900 | 0.12571 | 747.6397 | 0.023496
2017-03-01 21:00 | 6137 | 141 | 19.939 | 7.6 | 1444.133 | 0 | 1377595.0107 | 691921.5148 | 549990.3165 | 0 | 141931.1982 | 19.95 | 20.05 | 19.95 | 20.05 | 0.25 | 900 | 0.12376 | 768.8017 | 0.023787
2017-03-01 21:15 | 6138 | 141.25 | 19.9677 | 7.625 | 1491.8906 | 0 | 1377595.0107 | 712041.4872 | 567633.8704 | 0 | 144407.6168 | 19.95 | 20.05 | 19.95 | 20.05 | 0.25 | 900 | 0.12309 | 791.1572 | 0.024347
2017-03-01 21:30 | 6139 | 141.5 | 19.9691 | 7.65 | 1447.839 | 0 | 1264143.4163 | 726200.2444 | 580068.1493 | 0 | 146132.0952 | 19.95 | 20.05 | 19.95 | 20.05 | 0.25 | 900 | 0.12243 | 806.8892 | 0.024697
2017-03-01 21:45 | 6140 | 141.75 | 19.9692 | 7.675 | 1472.6451 | 0 | 1264143.4163 | 712714.3444 | 568259.2701 | 0 | 144455.0743 | 19.95 | 20.05 | 19.95 | 20.05 | 0.25 | 900 | 0.12176 | 791.9048 | 0.024107
2017-03-01 22:00 | 6141 | 142 | 19.9695 | 7.7 | 1505.2357 | 0 | 1264143.4163 | 719395.791 | 574136.8268 | 0 | 145258.9641 | 19.95 | 20.05 | 19.95 | 20.05 | 0.25 | 900 | 0.1211 | 799.3287 | 0.0242
2017-03-01 22:15 | 6142 | 142.25 | 19.9765 | 7.875 | 1519.955 | 0 | 1264143.4163 | 728291.8926 | 581957.3404 | 0 | 146334.5522 | 19.95 | 20.05 | 19.95 | 20.05 | 0.25 | 900 | 0.1208 | 809.2132 | 0.024439
2017-03-01 22:30 | 6143 | 142.5 | 19.9765 | 8.05 | 1500.2321 | 0 | 1009469.0009 | 730855.6354 | 584334.757 | 0 | 146520.8784 | 19.95 | 20.05 | 19.95 | 20.05 | 0.25 | 900 | 0.12051 | 812.0618 | 0.024465
2017-03-01 22:45 | 6144 | 142.75 | 19.9763 | 8.225 | 1493.2495 | 0 | 1009469.0009 | 723169.2664 | 577717.7067 | 0 | 145451.5596 | 19.95 | 20.05 | 19.95 | 20.05 | 0.25 | 900 | 0.12022 | 803.5214 | 0.024149
2017-03-01 23:00 | 6145 | 143 | 19.9761 | 8.4 | 1475.4963 | 0 | 1009469.0009 | 719259.0175 | 574411.4249 | 0 | 144847.5926 | 19.95 | 20.05 | 19.95 | 20.05 | 0.25 | 900 | 0.11992 | 799.1767 | 0.023959
2017-03-01 23:15 | 6146 | 143.25 | 19.9629 | 8.55 | 1514.357 | 0 | 1009469.0009 | 712385.7561 | 568500.7874 | 0 | 143884.9687 | 19.95 | 20.05 | 19.95 | 20.05 | 0.25 | 900 | 0.12094 | 791.5397 | 0.023932
2017-03-01 23:30 | 6147 | 143.5 | 19.9626 | 8.7 | 1604.1526 | 0 | 787730.259 | 721127.5952 | 576285.7052 | 0 | 144841.89 | 19.95 | 20.05 | 19.95 | 20.05 | 0.25 | 900 | 0.12196 | 801.2529 | 0.02443
2017-03-01 23:45 | 6148.5 | 143.8125 | 19.6944 | 8.925 | 829.3989 | 0 | 787730.259 | 746655.3772 | 598881.2165 | 0 | 147774.1607 | 19.6839 | 19.7839 | 19.6839 | 19.7839 | 0.125 | 450 | 0.12298 | 829.6171 | 0.012751
2017-03-02 | 6150 | 144 | 19.426 | 9 | 2064.3708 | 0 | 787730.259 | 748679.3023 | 600716.728 | 0 | 147962.5743 | 19.4177 | 19.5177 | 19.4177 | 19.5177 | 0.25 | 900 | 0.12298 | 831.8659 | 0.025576

## Details_2025-04-24
datetime | Unnamed: 0 | sim_time | Zone Air Temperature,LIVING_UNIT1 | Site Outdoor Air Drybulb Temperature,ENVIRONMENT | Zone Air System Sensible Heating Rate,LIVING_UNIT1 | Zone Air System Sensible Cooling Rate,LIVING_UNIT1 | Electricity:Building | Electricity:HVAC | Heating:Electricity | Cooling:Electricity | Fans:Electricity | Zone Thermostat Heating Setpoint Temperature,LIVING_UNIT1 | Zone Thermostat Cooling Setpoint Temperature,LIVING_UNIT1 | Zone Temperature Control,Heating Setpoint,LIVING_UNIT1 | Zone Temperature Control,Cooling Setpoint,LIVING_UNIT1 | dt_hours | dt_seconds | current_price | P_total_W | step_cost_real
2017-04-24 | 8979.5 | 120.0625 | 22.0438 | 10.1375 | 0 | 697.2182 | 787730.259 | 99710.3571 | 0 | 0 | 49855.1786 | 21.9523 | 22.0523 | 21.9523 | 22.0523 | 0.125 | 450 | 0.09123 | 55.3946 | 0.00058959
2017-04-24 00:15 | 8981.5 | 120.3125 | 21.4501 | 10.0125 | 130.3421 | 768.3295 | 700496.6146 | 216440.9121 | 21972.945 | 76494.5773 | 117973.3898 | 21.3828 | 21.4828 | 21.3828 | 21.4828 | 0.125 | 450 | 0.09002 | 240.4899 | 0.0026088
2017-04-24 00:30 | 8983.5 | 120.5625 | 20.9542 | 9.8875 | 0 | 1045.1689 | 613262.9701 | 391366.6207 | 95003.1768 | 165067.0441 | 131296.3998 | 20.8441 | 20.9441 | 20.8441 | 20.9441 | 0.125 | 450 | 0.08881 | 434.8518 | 0.0047795
2017-04-24 00:45 | 8985.5 | 120.8125 | 20.4366 | 9.7625 | 0 | 1267.6384 | 613262.9701 | 488077.8246 | 138660.2289 | 215134.0118 | 134283.5839 | 20.3164 | 20.4164 | 20.3164 | 20.4164 | 0.125 | 450 | 0.0876 | 542.3087 | 0.005907
2017-04-24 01:00 | 8987 | 121 | 20.1576 | 9.7 | 0 | 466.2613 | 613262.9701 | 526593.875 | 131259.9941 | 253123.0901 | 142210.7907 | 20.0567 | 20.1567 | 20.0567 | 20.1567 | 0.25 | 900 | 0.08639 | 585.1043 | 0.012637
2017-04-24 01:15 | 8988 | 121.25 | 20.0602 | 9.675 | 0 | 851.5784 | 613262.9701 | 600988.2035 | 116748.1667 | 326484.0287 | 157756.0081 | 19.95 | 20.05 | 19.95 | 20.05 | 0.25 | 900 | 0.085822 | 667.7647 | 0.014327
2017-04-24 01:30 | 8989 | 121.5 | 20.0527 | 9.65 | 0 | 812.2491 | 562337.4017 | 471866.2016 | 141209.7148 | 199103.9382 | 131552.5486 | 19.95 | 20.05 | 19.95 | 20.05 | 0.25 | 900 | 0.085255 | 524.2958 | 0.011175
2017-04-24 01:45 | 8990 | 121.75 | 20.0542 | 9.625 | 0 | 630.7833 | 562337.4017 | 460319.814 | 143358.1661 | 187710.5422 | 129251.1057 | 19.95 | 20.05 | 19.95 | 20.05 | 0.25 | 900 | 0.084687 | 511.4665 | 0.010829
2017-04-24 02:00 | 8991 | 122 | 20.0551 | 9.6 | 0 | 487.5971 | 562337.4017 | 415906.1645 | 151881.6884 | 143903.8543 | 120120.6218 | 19.95 | 20.05 | 19.95 | 20.05 | 0.25 | 900 | 0.08412 | 462.118 | 0.0097183
2017-04-24 02:15 | 8992 | 122.25 | 20.0494 | 9.525 | 0 | 382.1333 | 562337.4017 | 380916.3267 | 158617.1116 | 109393.6473 | 112905.5679 | 19.95 | 20.05 | 19.95 | 20.05 | 0.25 | 900 | 0.084127 | 423.2404 | 0.0089015
2017-04-24 02:30 | 8993 | 122.5 | 20.0488 | 9.45 | 0 | 277.0414 | 545753.3182 | 355102.7588 | 163595.5954 | 83934.5981 | 107572.5653 | 19.95 | 20.05 | 19.95 | 20.05 | 0.25 | 900 | 0.084135 | 394.5586 | 0.008299
2017-04-24 02:45 | 8994 | 122.75 | 20.0484 | 9.375 | 0 | 202.5108 | 545753.3182 | 329064.449 | 168618.8081 | 58253.9922 | 102191.6487 | 19.95 | 20.05 | 19.95 | 20.05 | 0.25 | 900 | 0.084143 | 365.6272 | 0.0076912
2017-04-24 03:00 | 8995 | 123 | 20.048 | 9.3 | 0 | 133.9027 | 545753.3182 | 310452.1681 | 172209.9723 | 39897.4388 | 98344.757 | 19.95 | 20.05 | 19.95 | 20.05 | 0.25 | 900 | 0.08415 | 344.9469 | 0.0072568
2017-04-24 03:15 | 8996 | 123.25 | 20.0499 | 9.25 | 0 | 75.2451 | 545753.3182 | 293141.0587 | 175547.0222 | 22823.9613 | 94770.0752 | 19.95 | 20.05 | 19.95 | 20.05 | 0.25 | 900 | 0.083113 | 325.7123 | 0.0067677
2017-04-24 03:30 | 8997 | 123.5 | 20.0446 | 9.2 | 0 | 43.324 | 533363.667 | 278190.572 | 178425.2711 | 8078.4353 | 91686.8657 | 19.95 | 20.05 | 19.95 | 20.05 | 0.25 | 900 | 0.082075 | 309.1006 | 0.0063424
2017-04-24 03:45 | 8998 | 123.75 | 20.0152 | 9.15 | 0 | 42.8823 | 533363.667 | 270000 | 180000 | 0 | 90000 | 19.95 | 20.05 | 19.95 | 20.05 | 0.25 | 900 | 0.081037 | 300 | 0.0060778
2017-04-24 04:00 | 8999 | 124 | 19.9652 | 9.1 | 0 | 42.3487 | 533363.667 | 270000 | 180000 | 0 | 90000 | 19.95 | 20.05 | 19.95 | 20.05 | 0.25 | 900 | 0.08 | 300 | 0.006
2017-04-24 04:15 | 9000 | 124.25 | 19.9515 | 9.075 | 22.2673 | 0 | 533363.667 | 270000 | 180000 | 0 | 90000 | 19.95 | 20.05 | 19.95 | 20.05 | 0.25 | 900 | 0.081467 | 300 | 0.0061101
2017-04-24 04:30 | 9001 | 124.5 | 19.9496 | 9.05 | 25.3278 | 0 | 566989.6412 | 289411.3392 | 197067.7917 | 0 | 92343.5475 | 19.95 | 20.05 | 19.95 | 20.05 | 0.25 | 900 | 0.082935 | 321.5682 | 0.0066673
2017-04-24 04:45 | 9002 | 124.75 | 19.9499 | 9.025 | 48.6574 | 0 | 566989.6412 | 290484.1717 | 198010.2867 | 0 | 92473.885 | 19.95 | 20.05 | 19.95 | 20.05 | 0.25 | 900 | 0.084403 | 322.7602 | 0.0068104
2017-04-24 05:00 | 9003 | 125 | 19.9505 | 9 | 76.1037 | 0 | 566989.6412 | 297470.3624 | 204151.6601 | 0 | 93318.7023 | 19.95 | 20.05 | 19.95 | 20.05 | 0.25 | 900 | 0.08587 | 330.5226 | 0.0070955
2017-04-24 05:15 | 9004 | 125.25 | 19.9599 | 8.975 | 73.6305 | 0 | 566989.6412 | 305650.6644 | 211342.2811 | 0 | 94308.3833 | 19.9501 | 20.0501 | 19.9501 | 20.0501 | 0.25 | 900 | 0.090295 | 339.6118 | 0.0076663
2017-04-24 05:30 | 9005 | 125.5 | 19.9568 | 8.95 | 60.7517 | 0 | 696064.4026 | 305104.8591 | 210861.0415 | 0 | 94243.8176 | 19.9501 | 20.0501 | 19.9501 | 20.0501 | 0.25 | 900 | 0.09472 | 339.0054 | 0.0080276
2017-04-24 05:45 | 9006 | 125.75 | 19.9153 | 8.925 | 0 | 43.6573 | 696064.4026 | 301258.0939 | 207478.0685 | 0 | 93780.0254 | 19.95 | 20.05 | 19.95 | 20.05 | 0.25 | 900 | 0.099145 | 334.7312 | 0.0082967
2017-04-24 06:00 | 9007 | 126 | 19.959 | 8.9 | 33.4479 | 0 | 696064.4026 | 282101.6048 | 190637.6828 | 0 | 91463.922 | 19.95 | 20.05 | 19.95 | 20.05 | 0.25 | 900 | 0.10357 | 313.4462 | 0.0081159
2017-04-24 06:15 | 9008 | 126.25 | 20.0178 | 8.925 | 0 | 47.1418 | 696064.4026 | 293754.5354 | 200880.0229 | 0 | 92874.5125 | 19.95 | 20.05 | 19.95 | 20.05 | 0.25 | 900 | 0.10632 | 326.3939 | 0.0086753
2017-04-24 06:30 | 9009.5 | 126.5625 | 20.05 | 8.9625 | 0 | 126.8716 | 832563.7912 | 275873.1977 | 178879.1558 | 5793.3822 | 91200.6598 | 19.95 | 20.05 | 19.95 | 20.05 | 0.125 | 450 | 0.10906 | 306.5258 | 0.004173
2017-04-24 06:45 | 9011.5 | 126.8125 | 20.0505 | 8.9875 | 0 | 175.2917 | 832563.7912 | 289927.4564 | 176199.1072 | 19656.7941 | 94071.5551 | 19.95 | 20.05 | 19.95 | 20.05 | 0.125 | 450 | 0.11181 | 322.1416 | 0.004494
2017-04-24 07:00 | 9013.5 | 127.0625 | 20.0506 | 9.05 | 0 | 246.4655 | 832563.7912 | 305789.4687 | 173175.9794 | 35303.5289 | 97309.9603 | 19.95 | 20.05 | 19.95 | 20.05 | 0.125 | 450 | 0.11456 | 339.7661 | 0.0048573
2017-04-24 07:15 | 9015.5 | 127.3125 | 20.0507 | 9.15 | 0 | 333.2701 | 874859.9451 | 323126.9265 | 169871.1266 | 52405.6476 | 100850.1523 | 19.95 | 20.05 | 19.95 | 20.05 | 0.125 | 450 | 0.11527 | 359.0299 | 0.0051629
2017-04-24 07:30 | 9018 | 127.5833 | 20.0507 | 9.2667 | 0 | 459.1147 | 917156.0991 | 350311.6698 | 164686.7911 | 79221.2133 | 106403.6653 | 19.95 | 20.05 | 19.95 | 20.05 | 0.083333 | 300 | 0.11598 | 389.2352 | 0.003762
2017-04-24 07:45 | 9021 | 127.8333 | 20.0507 | 9.3667 | 0 | 577.3005 | 917156.0991 | 378545.8461 | 159296.4863 | 107071.545 | 112177.8147 | 19.95 | 20.05 | 19.95 | 20.05 | 0.083333 | 300 | 0.11669 | 420.6065 | 0.00409
2017-04-24 08:00 | 9024 | 128.0833 | 20.0506 | 9.5667 | 0 | 596.8417 | 917156.0991 | 408749.327 | 153522.3001 | 136863.8451 | 118363.1818 | 19.95 | 20.05 | 19.95 | 20.05 | 0.083333 | 300 | 0.1174 | 454.1659 | 0.0044433
2017-04-24 08:15 | 9026.5 | 128.3125 | 20.0505 | 9.775 | 0 | 605.2078 | 859658.2092 | 415224.1728 | 152271.428 | 143249.6161 | 119703.1288 | 19.95 | 20.05 | 19.95 | 20.05 | 0.125 | 450 | 0.11585 | 461.3602 | 0.0066851
2017-04-24 08:30 | 9029 | 128.5833 | 20.0506 | 10.0667 | 0 | 694.3093 | 802160.3193 | 417905.39 | 151732.7018 | 145892.4705 | 120280.2177 | 19.95 | 20.05 | 19.95 | 20.05 | 0.083333 | 300 | 0.1143 | 464.3393 | 0.0044228
2017-04-24 08:45 | 9032 | 128.8333 | 20.0509 | 10.3167 | 0 | 822.4316 | 802160.3193 | 340944.7098 | 50370.0178 | 166071.8028 | 124502.8892 | 19.95 | 20.05 | 19.95 | 20.05 | 0.083333 | 300 | 0.11275 | 378.8275 | 0.0035594
2017-04-24 09:00 | 9035 | 129.0833 | 20.051 | 10.7333 | 0 | 910.7774 | 802160.3193 | 327130.5613 | 0 | 196297.7348 | 130832.8265 | 19.95 | 20.05 | 19.95 | 20.05 | 0.083333 | 300 | 0.1112 | 363.4784 | 0.0033682
2017-04-24 09:15 | 9037.5 | 129.3125 | 20.0513 | 11.15 | 0 | 991.2476 | 778840.1775 | 349372.7276 | 0 | 214670.5771 | 134702.1505 | 19.95 | 20.05 | 19.95 | 20.05 | 0.125 | 450 | 0.10789 | 388.1919 | 0.0052262
2017-04-24 09:30 | 9039.5 | 129.5625 | 20.0512 | 11.65 | 0 | 1101.4488 | 755520.0357 | 375475.4549 | 0 | 236227.5564 | 139247.8984 | 19.95 | 20.05 | 19.95 | 20.05 | 0.125 | 450 | 0.10458 | 417.1949 | 0.0054373
2017-04-24 09:45 | 9041.5 | 129.8125 | 20.0639 | 12.15 | 0 | 1155.198 | 755520.0357 | 406461.1757 | 0 | 261819.1021 | 144642.0736 | 19.9633 | 20.0633 | 19.9633 | 20.0633 | 0.125 | 450 | 0.10127 | 451.6235 | 0.0057039
2017-04-24 10:00 | 9043.5 | 130.0625 | 20.1425 | 12.575 | 0 | 1059.6909 | 755520.0357 | 430175.1344 | 0 | 279371.0232 | 150804.1112 | 20.0438 | 20.1438 | 20.0438 | 20.1438 | 0.125 | 450 | 0.09796 | 477.9724 | 0.0058439
2017-04-24 10:15 | 9045.5 | 130.3125 | 20.2993 | 12.925 | 0 | 999.4869 | 763445.4679 | 427750.0732 | 0 | 273308.5601 | 154441.5131 | 20.2012 | 20.3012 | 20.2012 | 20.3012 | 0.125 | 450 | 0.09691 | 475.2779 | 0.0057683
2017-04-24 10:30 | 9047.5 | 130.5625 | 20.5036 | 13.275 | 0 | 856.4278 | 771370.9002 | 396494.434 | 0 | 245452.9737 | 151041.4604 | 20.4055 | 20.5055 | 20.4055 | 20.5055 | 0.125 | 450 | 0.09586 | 440.5494 | 0.0052958
2017-04-24 10:45 | 9049.5 | 130.8125 | 20.7614 | 13.625 | 0 | 657.2092 | 771370.9002 | 353618.9825 | 0 | 210030.6686 | 143588.3139 | 20.6629 | 20.7629 | 20.6629 | 20.7629 | 0.125 | 450 | 0.09481 | 392.91 | 0.0046773
2017-04-24 11:00 | 9051.5 | 131.0625 | 21.0346 | 14.0375 | 24.953 | 598.6574 | 771370.9002 | 298490.7341 | 0 | 164487.219 | 134003.5151 | 20.9859 | 21.0859 | 20.9859 | 21.0859 | 0.125 | 450 | 0.09376 | 331.6564 | 0.0039142
2017-04-24 11:15 | 9053.5 | 131.3125 | 21.456 | 14.5125 | 222.3721 | 369.9753 | 778056.2848 | 239461.9834 | 4441.631 | 111598.9701 | 123421.3823 | 21.4093 | 21.5093 | 21.4093 | 21.5093 | 0.125 | 450 | 0.090698 | 266.0689 | 0.0030397
2017-04-24 11:30 | 9055.5 | 131.5625 | 22.007 | 14.9875 | 531.717 | 319.9773 | 784741.6695 | 233956.65 | 35500.9478 | 78471.0062 | 119984.696 | 21.9624 | 22.0624 | 21.9624 | 22.0624 | 0.125 | 450 | 0.087635 | 259.9518 | 0.0028296
2017-04-24 11:45 | 9058 | 131.8333 | 22.8038 | 15.5417 | 714.2945 | 411.1931 | 784741.6695 | 307314.8286 | 116020.8366 | 65113.9268 | 126180.0652 | 22.7413 | 22.8413 | 22.7413 | 22.8413 | 0.083333 | 300 | 0.084572 | 341.4609 | 0.0024065
2017-04-24 12:00 | 9061 | 132.0833 | 23.4501 | 15.9333 | 1048.6809 | 177.0369 | 784741.6695 | 359190.2318 | 175720.3207 | 53186.3167 | 130283.5943 | 23.4202 | 23.5202 | 23.4202 | 23.5202 | 0.083333 | 300 | 0.08151 | 399.1003 | 0.0027109
2017-04-24 12:15 | 9064.5 | 132.3438 | 23.8762 | 16.3125 | 724.4236 | 3.7616 | 777068.1549 | 445833.3295 | 267764.9019 | 40305.8163 | 137762.6113 | 23.8731 | 23.9731 | 23.8731 | 23.9731 | 0.0625 | 225 | 0.08087 | 495.3704 | 0.0024946
2017-04-24 12:30 | 9068 | 132.5833 | 23.9543 | 16.6333 | 456.3057 | 0 | 774510.3167 | 371090.5022 | 233013.7522 | 12466.4801 | 125610.27 | 23.95 | 24.05 | 23.95 | 24.05 | 0.083333 | 300 | 0.08023 | 412.3228 | 0.0027567
2017-04-24 12:45 | 9071.5 | 132.8438 | 23.9529 | 17.0125 | 256.9604 | 0 | 774510.3167 | 230134.7442 | 124836.1477 | 0 | 105298.5965 | 23.95 | 24.05 | 23.95 | 24.05 | 0.0625 | 225 | 0.07959 | 255.7053 | 0.0012832
2017-04-24 13:00 | 9077 | 133.1071 | 23.9507 | 17.1214 | 65.3911 | 0 | 774510.3167 | 158624.7012 | 61811.9017 | 0 | 96812.7995 | 23.95 | 24.05 | 23.95 | 24.05 | 0.035714 | 128.5714 | 0.07895 | 176.2497 | 0.00049553
2017-04-24 13:15 | 9084.5 | 133.3594 | 23.9857 | 17.1469 | 4.9939 | 8.0051 | 762732.9546 | 109959.6853 | 17979.9428 | 0 | 91979.7425 | 23.95 | 24.05 | 23.95 | 24.05 | 0.03125 | 112.5 | 0.078355 | 122.1774 | 0.00030025
2017-04-24 13:30 | 9092 | 133.6071 | 24.0406 | 17.1714 | 0 | 85.9973 | 761050.4743 | 91997.8984 | 1799.7505 | 0 | 90198.1479 | 23.95 | 24.05 | 23.95 | 24.05 | 0.035714 | 128.5714 | 0.07776 | 102.2199 | 0.00028347
2017-04-24 13:45 | 9098.5 | 133.8542 | 24.0498 | 17.1958 | 0 | 193.4242 | 761050.4743 | 111384.2989 | 0 | 17787.9637 | 93596.3352 | 23.95 | 24.05 | 23.95 | 24.05 | 0.041667 | 150 | 0.077165 | 123.7603 | 0.00040097
2017-04-24 14:00 | 9104.5 | 134.1042 | 24.0497 | 17.2625 | 0 | 277.1295 | 761050.4743 | 138635.0539 | 0 | 40454.3882 | 98180.6656 | 23.95 | 24.05 | 23.95 | 24.05 | 0.041667 | 150 | 0.07657 | 154.0389 | 0.00049471
2017-04-24 14:15 | 9109 | 134.3333 | 24.0496 | 17.325 | 0 | 220.5467 | 764093.4109 | 158521.7587 | 0 | 56991.5707 | 101530.188 | 23.95 | 24.05 | 23.95 | 24.05 | 0.083333 | 300 | 0.076302 | 176.1353 | 0.00112
2017-04-24 14:30 | 9113.5 | 134.6042 | 24.0499 | 17.4125 | 0 | 181.149 | 765614.8792 | 142721.901 | 0 | 43846.3654 | 98875.5356 | 23.95 | 24.05 | 23.95 | 24.05 | 0.041667 | 150 | 0.076035 | 158.5799 | 0.0004991
2017-04-24 14:45 | 9120 | 134.8571 | 24.0499 | 17.4893 | 0 | 176.1505 | 765614.8792 | 136503.9559 | 0 | 38669.1783 | 97834.7777 | 23.95 | 24.05 | 23.95 | 24.05 | 0.035714 | 128.5714 | 0.075768 | 151.6711 | 0.00041037
2017-04-24 15:00 | 9127 | 135.1071 | 24.0499 | 17.7357 | 0 | 189.1511 | 765614.8792 | 135140.3551 | 0 | 37530.6912 | 97609.6639 | 23.95 | 24.05 | 23.95 | 24.05 | 0.035714 | 128.5714 | 0.0755 | 150.156 | 0.00040485
2017-04-24 15:15 | 9133.5 | 135.3542 | 24.0499 | 18.0042 | 0 | 195.1162 | 821791.7144 | 138826.0654 | 0 | 40590.4832 | 98235.5821 | 23.95 | 24.05 | 23.95 | 24.05 | 0.041667 | 150 | 0.076335 | 154.2512 | 0.00049116
2017-04-24 15:30 | 9138.5 | 135.5938 | 24.0499 | 18.2563 | 0 | 202.3096 | 833027.0814 | 140858.8864 | 0 | 42278.5588 | 98580.3275 | 23.95 | 24.05 | 23.95 | 24.05 | 0.0625 | 225 | 0.07717 | 156.5099 | 0.00075472
2017-04-24 15:45 | 9142.5 | 135.8438 | 24.0499 | 18.5312 | 0 | 208.7987 | 833027.0814 | 143446.8947 | 0 | 44429.3417 | 99017.553 | 23.95 | 24.05 | 23.95 | 24.05 | 0.0625 | 225 | 0.078005 | 159.3854 | 0.00077679
2017-04-24 16:00 | 9146 | 136.0833 | 24.0499 | 18.5833 | 0 | 243.8239 | 833027.0814 | 145578.8107 | 0 | 46202.1182 | 99376.6925 | 23.9499 | 24.0499 | 23.9499 | 24.0499 | 0.083333 | 300 | 0.07884 | 161.7542 | 0.0010627
2017-04-24 16:15 | 9148.5 | 136.3125 | 24.0499 | 18.5625 | 0 | 260.3475 | 943613.4829 | 152874.0334 | 0 | 52267.6262 | 100606.4072 | 23.9499 | 24.0499 | 23.9499 | 24.0499 | 0.125 | 450 | 0.080658 | 169.86 | 0.0017076
2017-04-24 16:30 | 9150.5 | 136.5625 | 24.0497 | 18.5375 | 0 | 261.9269 | 1054199.8844 | 159621.916 | 0 | 57878.8833 | 101743.0328 | 23.9499 | 24.0499 | 23.9499 | 24.0499 | 0.125 | 450 | 0.082475 | 177.3577 | 0.0018283
2017-04-24 16:45 | 9152 | 136.75 | 24.0499 | 18.525 | 0 | 261.9261 | 1054199.8844 | 159779.128 | 0 | 58010.6267 | 101768.5013 | 23.9499 | 24.0499 | 23.9499 | 24.0499 | 0.25 | 900 | 0.084293 | 177.5324 | 0.0037412
2017-04-24 17:00 | 9153 | 137 | 24.0496 | 18.5 | 0 | 259.3612 | 1054199.8844 | 159815.1893 | 0 | 58043.8855 | 101771.3038 | 23.95 | 24.05 | 23.95 | 24.05 | 0.25 | 900 | 0.08611 | 177.5724 | 0.0038227
2017-04-24 17:15 | 9154 | 137.25 | 24.0473 | 18.325 | 0 | 354.3256 | 1054199.8844 | 159237.1461 | 0 | 57566.6765 | 101670.4696 | 23.9499 | 24.0499 | 23.9499 | 24.0499 | 0.25 | 900 | 0.088598 | 176.9302 | 0.0039189
2017-04-24 17:30 | 9155 | 137.5 | 24.0474 | 18.15 | 0 | 371.3762 | 1330183.6065 | 183806.4586 | 0 | 77998.1098 | 105808.3488 | 23.95 | 24.05 | 23.95 | 24.05 | 0.25 | 900 | 0.091085 | 204.2294 | 0.0046506
2017-04-24 17:45 | 9156 | 137.75 | 24.0474 | 17.975 | 0 | 340.4294 | 1330183.6065 | 188142.3814 | 0 | 81613.7874 | 106528.5939 | 23.95 | 24.05 | 23.95 | 24.05 | 0.25 | 900 | 0.093573 | 209.0471 | 0.0048903
2017-04-24 18:00 | 9157 | 138 | 24.0474 | 17.8 | 0 | 286.2851 | 1330183.6065 | 180017.9655 | 0 | 74870.4586 | 105147.5068 | 23.95 | 24.05 | 23.95 | 24.05 | 0.25 | 900 | 0.09606 | 200.02 | 0.0048035
2017-04-24 18:15 | 9158 | 138.25 | 24.0483 | 17.625 | 0 | 336.2792 | 1330183.6065 | 165684.6717 | 0 | 62960.505 | 102724.1667 | 23.95 | 24.05 | 23.95 | 24.05 | 0.25 | 900 | 0.099088 | 184.0941 | 0.0045604
2017-04-24 18:30 | 9159 | 138.5 | 24.0485 | 17.45 | 0 | 280.8736 | 1419081.7863 | 178896.1055 | 0 | 73964.0161 | 104932.0893 | 23.95 | 24.05 | 23.95 | 24.05 | 0.25 | 900 | 0.10211 | 198.7735 | 0.0050744
2017-04-24 18:45 | 9160 | 138.75 | 24.0481 | 17.275 | 0 | 220.615 | 1419081.7863 | 164156.1571 | 0 | 61713.4663 | 102442.6908 | 23.95 | 24.05 | 23.95 | 24.05 | 0.25 | 900 | 0.10514 | 182.3957 | 0.0047944
2017-04-24 19:00 | 9161 | 139 | 24.0458 | 17.1 | 0 | 139.1171 | 1419081.7863 | 147926.4264 | 0 | 48218.7083 | 99707.7181 | 23.95 | 24.05 | 23.95 | 24.05 | 0.25 | 900 | 0.10817 | 164.3627 | 0.0044448
2017-04-24 19:15 | 9162.5 | 139.3125 | 24.0424 | 16.7625 | 0 | 36.8019 | 1405628.6436 | 114554.9445 | 0 | 20446.6096 | 94108.3349 | 23.95 | 24.05 | 23.95 | 24.05 | 0.125 | 450 | 0.11081 | 127.2833 | 0.0017743
2017-04-24 19:30 | 9164.5 | 139.5625 | 23.9925 | 16.5375 | 0 | 13.2641 | 1392175.501 | 96737.1591 | 0 | 5611.0362 | 91126.1229 | 23.95 | 24.05 | 23.95 | 24.05 | 0.125 | 450 | 0.11344 | 107.4857 | 0.0015312
2017-04-24 19:45 | 9166.5 | 139.8125 | 23.9513 | 16.3125 | 80.1243 | 0 | 1392175.501 | 94924.7322 | 4433.0265 | 0 | 90491.7057 | 23.95 | 24.05 | 23.95 | 24.05 | 0.125 | 450 | 0.11607 | 105.4719 | 0.001525
2017-04-24 20:00 | 9168 | 140 | 23.9511 | 16.2 | 83.1417 | 0 | 1392175.501 | 99849.4643 | 8866.0529 | 0 | 90983.4114 | 23.95 | 24.05 | 23.95 | 24.05 | 0.25 | 900 | 0.11871 | 110.9438 | 0.0032925
2017-04-24 20:15 | 9169 | 140.25 | 23.9488 | 16.125 | 141.0383 | 0 | 1392175.501 | 122126.5224 | 28911.7196 | 0 | 93214.8028 | 23.95 | 24.05 | 23.95 | 24.05 | 0.25 | 900 | 0.11765 | 135.6961 | 0.0039912
2017-04-24 20:30 | 9170 | 140.5 | 23.9493 | 16.05 | 205.0602 | 0 | 1377595.0107 | 135784.1418 | 41199.2218 | 0 | 94584.92 | 23.95 | 24.05 | 23.95 | 24.05 | 0.25 | 900 | 0.1166 | 150.8713 | 0.0043977
2017-04-24 20:45 | 9171 | 140.75 | 23.9498 | 15.975 | 256.6234 | 0 | 1377595.0107 | 154501.9787 | 58037.7392 | 0 | 96464.2395 | 23.95 | 24.05 | 23.95 | 24.05 | 0.25 | 900 | 0.11554 | 171.6689 | 0.0049585
2017-04-24 21:00 | 9172 | 141 | 23.9502 | 15.9 | 305.6278 | 0 | 1377595.0107 | 169596.7011 | 71613.6517 | 0 | 97983.0494 | 23.95 | 24.05 | 23.95 | 24.05 | 0.25 | 900 | 0.11448 | 188.4408 | 0.0053932
2017-04-24 21:15 | 9173.5 | 141.3125 | 23.9453 | 15.075 | 384.595 | 0 | 1320869.2135 | 192450.4175 | 92135.6507 | 0 | 100314.7668 | 23.9451 | 24.0451 | 23.9451 | 24.0451 | 0.125 | 450 | 0.11249 | 213.8338 | 0.002998
2017-04-24 21:30 | 9175.5 | 141.5625 | 23.859 | 14.525 | 209.2302 | 13.8472 | 1264143.4163 | 210802.3179 | 108569.3191 | 0 | 102232.9988 | 23.8405 | 23.9405 | 23.8405 | 23.9405 | 0.125 | 450 | 0.11051 | 234.2248 | 0.0032253
2017-04-24 21:45 | 9177.5 | 141.8125 | 23.6704 | 13.975 | 265.9148 | 45.0604 | 1264143.4163 | 196996.928 | 96107.2158 | 0 | 100889.7123 | 23.6161 | 23.7161 | 23.6161 | 23.7161 | 0.125 | 450 | 0.10852 | 218.8855 | 0.0029929
2017-04-24 22:00 | 9179 | 142 | 23.4948 | 13.7 | 215.4162 | 0 | 1264143.4163 | 173338.1653 | 74825.1726 | 0 | 98512.9928 | 23.4914 | 23.5914 | 23.4914 | 23.5914 | 0.25 | 900 | 0.10653 | 192.598 | 0.0051294
2017-04-24 22:15 | 9180 | 142.25 | 23.2529 | 13.575 | 0 | 27.1791 | 1264143.4163 | 145335.1793 | 33308.8691 | 7081.9602 | 104944.35 | 23.2245 | 23.3245 | 23.2245 | 23.3245 | 0.25 | 900 | 0.10317 | 161.4835 | 0.0041652
2017-04-24 22:30 | 9181 | 142.5 | 23.0693 | 13.45 | 102.0146 | 0 | 1009469.0009 | 99710.3571 | 0 | 0 | 99710.3571 | 23.0627 | 23.1627 | 23.0627 | 23.1627 | 0.25 | 900 | 0.099815 | 110.7893 | 0.0027646
2017-04-24 22:45 | 9182 | 142.75 | 22.9476 | 13.325 | 65.8628 | 0 | 1009469.0009 | 138918.9627 | 35167.349 | 0 | 103751.6137 | 22.9407 | 23.0407 | 22.9407 | 23.0407 | 0.25 | 900 | 0.096457 | 154.3544 | 0.0037222
2017-04-24 23:00 | 9183 | 143 | 22.8398 | 13.2 | 59.7216 | 0 | 1009469.0009 | 128679.3874 | 25978.9236 | 0 | 102700.4638 | 22.8352 | 22.9352 | 22.8352 | 22.9352 | 0.25 | 900 | 0.0931 | 142.9771 | 0.0033278
2017-04-24 23:15 | 9184 | 143.25 | 22.7347 | 12.775 | 116.8383 | 0 | 1009469.0009 | 127054.2997 | 24517.5423 | 0 | 102536.7575 | 22.7363 | 22.8363 | 22.7363 | 22.8363 | 0.25 | 900 | 0.091537 | 141.1714 | 0.0032306
2017-04-24 23:30 | 9185 | 143.5 | 22.5585 | 12.35 | 25.9788 | 0 | 787730.259 | 145558.1617 | 41085.5462 | 0 | 104472.6156 | 22.5602 | 22.6602 | 22.5602 | 22.6602 | 0.25 | 900 | 0.089975 | 161.7313 | 0.0036379
2017-04-24 23:45 | 9186 | 143.75 | 22.3238 | 11.925 | 0 | 33.5725 | 787730.259 | 117997.041 | 16377.8381 | 0 | 101619.2029 | 22.3337 | 22.4337 | 22.3337 | 22.4337 | 0.25 | 900 | 0.088412 | 131.1078 | 0.0028979
2017-04-25 | 9187 | 144 | 22.092 | 11.5 | 0 | 35.3149 | 787730.259 | 99710.3571 | 0 | 0 | 99710.3571 | 22.0656 | 22.1656 | 22.0656 | 22.1656 | 0.25 | 900 | 0.088412 | 110.7893 | 0.0024488

## Details_2025-05-09
datetime | Unnamed: 0 | sim_time | Zone Air Temperature,LIVING_UNIT1 | Site Outdoor Air Drybulb Temperature,ENVIRONMENT | Zone Air System Sensible Heating Rate,LIVING_UNIT1 | Zone Air System Sensible Cooling Rate,LIVING_UNIT1 | Electricity:Building | Electricity:HVAC | Heating:Electricity | Cooling:Electricity | Fans:Electricity | Zone Thermostat Heating Setpoint Temperature,LIVING_UNIT1 | Zone Thermostat Cooling Setpoint Temperature,LIVING_UNIT1 | Zone Temperature Control,Heating Setpoint,LIVING_UNIT1 | Zone Temperature Control,Cooling Setpoint,LIVING_UNIT1 | dt_hours | dt_seconds | current_price | P_total_W | step_cost_real
2017-05-09 | 12165 | 120 | 23.8673 | 18.8 | 8.1272 | 0 | 787730.259 | 90000 | 0 | 0 | 0 | 23.7894 | 23.8894 | 23.7894 | 23.8894 | 0.25 | 900 | 0.10166 | 0 | 0
2017-05-09 00:15 | 12166 | 120.25 | 23.9665 | 19 | 303.7698 | 0 | 787730.259 | 99710.3571 | 0 | 0 | 99710.3571 | 23.95 | 24.05 | 23.95 | 24.05 | 0.25 | 900 | 0.098315 | 110.7893 | 0.0027231
2017-05-09 00:30 | 12167 | 120.5 | 23.9571 | 19.2 | 112.5592 | 0 | 613262.9701 | 181047.5073 | 73396.4364 | 0 | 107651.0709 | 23.95 | 24.05 | 23.95 | 24.05 | 0.25 | 900 | 0.09497 | 201.1639 | 0.0047761
2017-05-09 00:45 | 12171.5 | 120.8594 | 22.1732 | 19.575 | 25.5242 | 2660.6592 | 613262.9701 | 148866.9466 | 44370.8734 | 0 | 104496.0732 | 21.2843 | 21.3843 | 21.2843 | 21.3843 | 0.03125 | 112.5 | 0.091625 | 165.4077 | 0.00047297
2017-05-09 01:00 | 12179 | 121.1071 | 23.3771 | 19.6429 | 2623.6683 | 705.9394 | 613262.9701 | 876982.3294 | 6728.5165 | 642961.0647 | 227292.7481 | 23.5147 | 23.6147 | 23.5147 | 23.6147 | 0.035714 | 128.5714 | 0.08828 | 974.4248 | 0.0031004
2017-05-09 01:15 | 12185 | 121.35 | 22.378 | 19.69 | 208.6002 | 2690.3237 | 572522.5154 | 932411.3641 | 493341.7301 | 239177.0926 | 199892.5414 | 21.4539 | 21.5539 | 21.4539 | 21.5539 | 0.05 | 180 | 0.087673 | 1036.0126 | 0.0045415
2017-05-09 01:30 | 12191 | 121.6071 | 23.3623 | 19.7429 | 2822.4372 | 622.9449 | 562337.4017 | 981699.5649 | 88096.7375 | 654818.855 | 238783.9724 | 23.5042 | 23.6042 | 23.5042 | 23.6042 | 0.035714 | 128.5714 | 0.087065 | 1090.7773 | 0.0033943
2017-05-09 01:45 | 12197 | 121.85 | 22.3189 | 19.79 | 246.2106 | 2689.5475 | 562337.4017 | 968831.4334 | 531119.2827 | 237816.1826 | 199895.9681 | 21.3935 | 21.4935 | 21.3935 | 21.4935 | 0.05 | 180 | 0.086457 | 1076.4794 | 0.0046535
2017-05-09 02:00 | 12203 | 122.1071 | 23.3377 | 19.5857 | 3015.0546 | 682.85 | 562337.4017 | 971965.4568 | 94842.7291 | 647482.9716 | 229639.7561 | 23.4934 | 23.5934 | 23.4934 | 23.5934 | 0.035714 | 128.5714 | 0.08585 | 1079.9616 | 0.0033116
2017-05-09 02:15 | 12209 | 122.35 | 22.3421 | 19.35 | 296.8093 | 2323.9828 | 549070.1349 | 1007677.9478 | 568294.4486 | 240451.2019 | 198932.2973 | 21.6817 | 21.7817 | 21.6817 | 21.7817 | 0.05 | 180 | 0.086148 | 1119.6422 | 0.0048227
2017-05-09 02:30 | 12215 | 122.6071 | 23.3975 | 19.0857 | 2794.9374 | 643.3324 | 545753.3182 | 869144.6889 | 105308.9381 | 552408.8775 | 211426.8733 | 23.5449 | 23.6449 | 23.5449 | 23.6449 | 0.035714 | 128.5714 | 0.086445 | 965.7163 | 0.0029759
2017-05-09 02:45 | 12219.5 | 122.8125 | 23.9588 | 18.925 | 694.0457 | 0 | 545753.3182 | 899506.1422 | 335417.0453 | 365098.5968 | 198990.5001 | 23.9499 | 24.0499 | 23.9499 | 24.0499 | 0.125 | 450 | 0.086743 | 999.4513 | 0.010793
2017-05-09 03:00 | 12221 | 123 | 23.9852 | 18.8 | 1120.7552 | 0 | 545753.3182 | 954381.394 | 666368.3397 | 105109.6146 | 182903.4398 | 23.9499 | 24.0499 | 23.9499 | 24.0499 | 0.25 | 900 | 0.08704 | 1060.4238 | 0.023075
2017-05-09 03:15 | 12225 | 123.3571 | 22.5375 | 18.1964 | 199.6507 | 1792.7365 | 535133.6172 | 366316.7085 | 249237.2362 | 0 | 117079.4723 | 22.1537 | 22.2537 | 22.1537 | 22.2537 | 0.035714 | 128.5714 | 0.088505 | 407.0186 | 0.0012906
2017-05-09 03:30 | 12231.5 | 123.6042 | 23.5137 | 17.8792 | 1896.6083 | 176.7268 | 533363.667 | 599119.8371 | 52436.4905 | 376152.2549 | 170531.0917 | 23.6006 | 23.7006 | 23.6006 | 23.7006 | 0.041667 | 150 | 0.08997 | 665.6887 | 0.0025314
2017-05-09 03:45 | 12235.5 | 123.8125 | 23.9544 | 17.6625 | 414.9078 | 0 | 533363.667 | 634686.7415 | 236714.7724 | 235294.3819 | 162677.5872 | 23.9499 | 24.0499 | 23.9499 | 24.0499 | 0.125 | 450 | 0.091435 | 705.2075 | 0.0080665
2017-05-09 04:00 | 12237 | 124 | 23.971 | 17.5 | 1019.1763 | 0 | 533363.667 | 627161.3333 | 463480.3126 | 19206.058 | 144474.9628 | 23.95 | 24.05 | 23.95 | 24.05 | 0.25 | 900 | 0.0929 | 696.8459 | 0.016184
2017-05-09 04:15 | 12238 | 124.25 | 23.98 | 17.225 | 991.6357 | 0 | 533363.667 | 258436.7697 | 151788.5812 | 0 | 106648.1885 | 23.95 | 24.05 | 23.95 | 24.05 | 0.25 | 900 | 0.091758 | 287.152 | 0.0065871
2017-05-09 04:30 | 12239.5 | 124.5625 | 23.9646 | 16.8125 | 714.2466 | 0 | 566989.6412 | 331991.5783 | 217987.1084 | 0 | 114004.4699 | 23.95 | 24.05 | 23.95 | 24.05 | 0.125 | 450 | 0.090615 | 368.8795 | 0.0042072
2017-05-09 04:45 | 12241.5 | 124.8125 | 23.9587 | 16.5375 | 706.2164 | 0 | 566989.6412 | 295214.8128 | 184802.1763 | 0 | 110412.6365 | 23.95 | 24.05 | 23.95 | 24.05 | 0.125 | 450 | 0.089472 | 328.0165 | 0.0036704
2017-05-09 05:00 | 12243.5 | 125.0625 | 23.9566 | 16.325 | 650.188 | 0 | 566989.6412 | 292060.6919 | 181908.2689 | 0 | 110152.423 | 23.95 | 24.05 | 23.95 | 24.05 | 0.125 | 450 | 0.08833 | 324.5119 | 0.0035837
2017-05-09 05:15 | 12245 | 125.25 | 23.9558 | 16.25 | 607.7493 | 0 | 566989.6412 | 291186.6296 | 181094.3819 | 0 | 110092.2477 | 23.95 | 24.05 | 23.95 | 24.05 | 0.25 | 900 | 0.10146 | 323.5407 | 0.008207
2017-05-09 05:30 | 12246 | 125.5 | 23.9582 | 16.1 | 560.1598 | 0 | 696064.4026 | 266083.6509 | 158472.278 | 0 | 107611.3728 | 23.95 | 24.05 | 23.95 | 24.05 | 0.25 | 900 | 0.1146 | 295.6485 | 0.0084703
2017-05-09 05:45 | 12247 | 125.75 | 23.9583 | 15.95 | 511.3732 | 0 | 696064.4026 | 254989.3223 | 148462.796 | 0 | 106526.5263 | 23.95 | 24.05 | 23.95 | 24.05 | 0.25 | 900 | 0.12773 | 283.3215 | 0.0090475
2017-05-09 06:00 | 12248 | 126 | 23.9585 | 15.8 | 477.9337 | 0 | 696064.4026 | 242014.972 | 136764.9578 | 0 | 105250.0142 | 23.95 | 24.05 | 23.95 | 24.05 | 0.25 | 900 | 0.14087 | 268.9055 | 0.0094702
2017-05-09 06:15 | 12249 | 126.25 | 23.9536 | 16.175 | 430.0664 | 0 | 696064.4026 | 233329.3728 | 128928.6731 | 0 | 104400.6997 | 23.95 | 24.05 | 23.95 | 24.05 | 0.25 | 900 | 0.1359 | 259.2549 | 0.0088083
2017-05-09 06:30 | 12250 | 126.5 | 23.9561 | 16.55 | 417.0296 | 0 | 832563.7912 | 217898.3133 | 115096.7225 | 0 | 102801.5908 | 23.95 | 24.05 | 23.95 | 24.05 | 0.25 | 900 | 0.13093 | 242.1092 | 0.0079251
2017-05-09 06:45 | 12251 | 126.75 | 23.9583 | 16.925 | 381.0955 | 0 | 832563.7912 | 212535.4492 | 110315.9501 | 0 | 102219.4991 | 23.95 | 24.05 | 23.95 | 24.05 | 0.25 | 900 | 0.12597 | 236.1505 | 0.0074368
2017-05-09 07:00 | 12252 | 127 | 23.9609 | 17.3 | 350.6984 | 0 | 832563.7912 | 200683.1685 | 99685.2368 | 0 | 100997.9317 | 23.95 | 24.05 | 23.95 | 24.05 | 0.25 | 900 | 0.121 | 222.9813 | 0.0067452
2017-05-09 07:15 | 12253 | 127.25 | 23.9658 | 17.3 | 327.7627 | 0 | 832563.7912 | 190510.068 | 90557.7193 | 0 | 99952.3487 | 23.95 | 24.05 | 23.95 | 24.05 | 0.25 | 900 | 0.1159 | 211.6779 | 0.0061335
2017-05-09 07:30 | 12254 | 127.5 | 23.963 | 17.3 | 266.7776 | 0 | 917156.0991 | 184067.3805 | 84752.9766 | 0 | 99314.404 | 23.95 | 24.05 | 23.95 | 24.05 | 0.25 | 900 | 0.11081 | 204.5193 | 0.0056654
2017-05-09 07:45 | 12255.5 | 127.8125 | 23.9548 | 17.3 | 89.0179 | 0 | 917156.0991 | 148494.9175 | 52702.8429 | 0 | 95792.0747 | 23.95 | 24.05 | 23.95 | 24.05 | 0.125 | 450 | 0.10571 | 164.9944 | 0.0021982
2017-05-09 08:00 | 12257.5 | 128.0625 | 23.9523 | 17.3125 | 104.35 | 0 | 917156.0991 | 118978.6394 | 26109.2202 | 0 | 92869.4193 | 23.95 | 24.05 | 23.95 | 24.05 | 0.125 | 450 | 0.10061 | 132.1985 | 0.0016728
2017-05-09 08:15 | 12260 | 128.3333 | 23.9518 | 17.3417 | 101.9322 | 0 | 840492.2459 | 123131.9228 | 29851.8653 | 0 | 93280.0576 | 23.95 | 24.05 | 23.95 | 24.05 | 0.083333 | 300 | 0.09428 | 136.8132 | 0.0010749
2017-05-09 08:30 | 12263 | 128.5833 | 23.9508 | 17.3667 | 42.5725 | 0 | 802160.3193 | 120694.4126 | 27656.179 | 0 | 93038.2336 | 23.95 | 24.05 | 23.95 | 24.05 | 0.083333 | 300 | 0.08795 | 134.1049 | 0.00098288
2017-05-09 08:45 | 12266 | 128.8333 | 23.9608 | 17.3917 | 7.7302 | 4.7688 | 802160.3193 | 104052.7703 | 12662.0445 | 0 | 91390.7258 | 23.95 | 24.05 | 23.95 | 24.05 | 0.083333 | 300 | 0.08162 | 115.6142 | 0.00078637
2017-05-09 09:00 | 12269 | 129.0833 | 24.0087 | 17.5333 | 0 | 6.7366 | 802160.3193 | 92746.9764 | 2475.1608 | 0 | 90271.8156 | 23.95 | 24.05 | 23.95 | 24.05 | 0.083333 | 300 | 0.07529 | 103.0522 | 0.00064657
2017-05-09 09:15 | 12272 | 129.3333 | 24.0498 | 17.7333 | 0 | 110.4266 | 771066.7969 | 92846.988 | 0 | 2385.5826 | 90461.4054 | 23.95 | 24.05 | 23.95 | 24.05 | 0.083333 | 300 | 0.0668 | 103.1633 | 0.00057428
2017-05-09 09:30 | 12275.5 | 129.5938 | 24.0498 | 17.95 | 0 | 212.2943 | 755520.0357 | 126856.0985 | 0 | 30883.5657 | 95972.5328 | 23.95 | 24.05 | 23.95 | 24.05 | 0.0625 | 225 | 0.05831 | 140.9512 | 0.00051075
2017-05-09 09:45 | 12279.5 | 129.8438 | 24.0497 | 18.15 | 0 | 322.3058 | 755520.0357 | 162190.797 | 0 | 60492.7807 | 101698.0164 | 23.95 | 24.05 | 23.95 | 24.05 | 0.0625 | 225 | 0.04982 | 180.212 | 0.00055925
2017-05-09 10:00 | 12283.5 | 130.0938 | 24.0494 | 18.575 | 0 | 476.0376 | 755520.0357 | 200214.3466 | 0 | 92353.3814 | 107860.9651 | 23.95 | 24.05 | 23.95 | 24.05 | 0.0625 | 225 | 0.04133 | 222.4604 | 0.00057274
2017-05-09 10:15 | 12287 | 130.3333 | 24.049 | 19.0333 | 0 | 532.3087 | 766087.2787 | 248148.084 | 0 | 132512.8966 | 115635.1874 | 23.9499 | 24.0499 | 23.9499 | 24.0499 | 0.083333 | 300 | 0.031053 | 275.7201 | 0.00071348
2017-05-09 10:30 | 12290 | 130.5833 | 24.0489 | 19.5333 | 0 | 617.8379 | 771370.9002 | 272796.0165 | 0 | 153155.1157 | 119640.9008 | 23.9499 | 24.0499 | 23.9499 | 24.0499 | 0.083333 | 300 | 0.020775 | 303.1067 | 0.00052475
2017-05-09 10:45 | 12293.5 | 130.8438 | 24.0491 | 20.075 | 0 | 736.7465 | 771370.9002 | 303889.9489 | 0 | 179179.6375 | 124710.3114 | 23.9499 | 24.0499 | 23.9499 | 24.0499 | 0.0625 | 225 | 0.010497 | 337.6555 | 0.00022108
2017-05-09 11:00 | 12298 | 131.1 | 24.0424 | 20.32 | 0 | 844.2615 | 771370.9002 | 340328.841 | 0 | 209667.4173 | 130661.4237 | 23.943 | 24.043 | 23.943 | 24.043 | 0.05 | 180 | 0.00022 | 378.1432 | 4.1596e-06
2017-05-09 11:15 | 12302.5 | 131.3438 | 23.3269 | 20.4625 | 0 | 2062.4619 | 781398.9772 | 369474.4334 | 0 | 234042.3733 | 135432.0601 | 23.0685 | 23.1685 | 23.0685 | 23.1685 | 0.0625 | 225 | 7.25e-05 | 410.5271 | 1.8577e-06
2017-05-09 11:30 | 12306 | 131.5833 | 22.9 | 20.6 | 0 | 1999.8788 | 784741.6695 | 689604.1867 | 0 | 501790.8192 | 187813.3674 | 22.8002 | 22.9002 | 22.8002 | 22.9002 | 0.083333 | 300 | -7.5e-05 | 766.2269 | -4.7889e-06
2017-05-09 11:45 | 12309 | 131.8333 | 22.9911 | 20.75 | 0 | 1779.9801 | 784741.6695 | 761274.7819 | 0 | 561378.8766 | 199895.9053 | 22.8946 | 22.9946 | 22.8946 | 22.9946 | 0.083333 | 300 | -0.0002225 | 845.8609 | -1.5684e-05
2017-05-09 12:00 | 12311.5 | 132.0625 | 23.1308 | 20.8375 | 0 | 1373.1208 | 784741.6695 | 667140.3421 | 0 | 482388.463 | 184751.8792 | 23.0364 | 23.1364 | 23.0364 | 23.1364 | 0.125 | 450 | -0.00037 | 741.267 | -3.4461e-05
2017-05-09 12:15 | 12313 | 132.25 | 23.2334 | 20.875 | 0 | 1726.724 | 784741.6695 | 615337.1056 | 0 | 438980.757 | 176356.3486 | 23.1367 | 23.2367 | 23.1367 | 23.2367 | 0.25 | 900 | -0.0002825 | 683.7079 | -4.8287e-05
2017-05-09 12:30 | 12314 | 132.5 | 23.454 | 20.95 | 0 | 1114.4939 | 774510.3167 | 534660.0133 | 0 | 371512.1992 | 163147.8141 | 23.3703 | 23.4703 | 23.3703 | 23.4703 | 0.25 | 900 | -0.000195 | 594.0667 | -2.8961e-05
2017-05-09 12:45 | 12315 | 132.75 | 23.7201 | 21.025 | 0 | 854.4177 | 774510.3167 | 440226.1895 | 0 | 292578.8368 | 147647.3527 | 23.6366 | 23.7366 | 23.6366 | 23.7366 | 0.25 | 900 | -0.0001075 | 489.1402 | -1.3146e-05
2017-05-09 13:00 | 12316 | 133 | 24.0105 | 21.1 | 0 | 666.7227 | 774510.3167 | 368381.3763 | 0 | 224488.9821 | 143892.3942 | 23.926 | 24.026 | 23.926 | 24.026 | 0.25 | 900 | -2e-05 | 409.3126 | -2.0466e-06
2017-05-09 13:15 | 12317 | 133.25 | 23.8701 | 21.15 | 0 | 1334.195 | 774510.3167 | 308963.8272 | 0 | 174884.9631 | 134078.8641 | 23.765 | 23.865 | 23.765 | 23.865 | 0.25 | 900 | -1.75e-05 | 343.2931 | -1.5019e-06
2017-05-09 13:30 | 12318 | 133.5 | 23.8263 | 21.2 | 0 | 1041.1173 | 761050.4743 | 515197.4689 | 0 | 347378.8805 | 167818.5884 | 23.7289 | 23.8289 | 23.7289 | 23.8289 | 0.25 | 900 | -1.5e-05 | 572.4416 | -2.1467e-06
2017-05-09 13:45 | 12319 | 133.75 | 23.8087 | 21.25 | 0 | 1244.2635 | 761050.4743 | 429004.2846 | 0 | 275302.907 | 153701.3777 | 23.7132 | 23.8132 | 23.7132 | 23.8132 | 0.25 | 900 | -1.25e-05 | 476.6714 | -1.4896e-06
2017-05-09 14:00 | 12320 | 134 | 23.8076 | 21.3 | 0 | 1269.9518 | 761050.4743 | 488171.5403 | 0 | 324770.8627 | 163400.6776 | 23.7133 | 23.8133 | 23.7133 | 23.8133 | 0.25 | 900 | -1e-05 | 542.4128 | -1.356e-06
2017-05-09 14:15 | 12323 | 134.35 | 22.8758 | 21.435 | 0 | 3460.1104 | 764701.9982 | 473321.6843 | 0 | 312369.2511 | 160952.4332 | 21.9731 | 22.0731 | 21.9731 | 22.0731 | 0.05 | 180 | 7.5e-06 | 525.913 | 1.9722e-07
2017-05-09 14:30 | 12326.5 | 134.5625 | 21.8893 | 21.4875 | 0 | 3260.1791 | 765614.8792 | 860864.8301 | 0 | 637474.4243 | 223390.4058 | 21.7778 | 21.8778 | 21.7778 | 21.8778 | 0.125 | 450 | 2.5e-05 | 956.5165 | 2.8982e-06
2017-05-09 14:45 | 12329.5 | 134.8438 | 22.841 | 21.5813 | 633.0875 | 1982.1139 | 765614.8792 | 1030601.3269 | 0 | 783826.9522 | 246774.3747 | 22.7677 | 22.8677 | 22.7677 | 22.8677 | 0.0625 | 225 | 4.25e-05 | 1145.1126 | 3.0563e-06
2017-05-09 15:00 | 12333 | 135.0833 | 22.523 | 21.6333 | 0 | 3231.8146 | 765614.8792 | 804411.2334 | 98277.2738 | 505415.6422 | 200718.3175 | 21.7214 | 21.8214 | 21.7214 | 21.8214 | 0.083333 | 300 | 6e-05 | 893.7903 | 4.469e-06
2017-05-09 15:15 | 12335.5 | 135.3125 | 21.7796 | 21.675 | 0 | 2244.7275 | 799320.9803 | 990440.6581 | 73707.9553 | 683150.4039 | 233582.2988 | 21.6588 | 21.7588 | 21.6588 | 21.7588 | 0.125 | 450 | 0.010162 | 1100.4896 | 0.0013733
2017-05-09 15:30 | 12337.5 | 135.5625 | 22.5902 | 21.725 | 0 | 1627.874 | 833027.0814 | 943216.2144 | 0 | 711575.335 | 231640.8794 | 22.4981 | 22.5981 | 22.4981 | 22.5981 | 0.125 | 450 | 0.020265 | 1048.018 | 0.0027128
2017-05-09 15:45 | 12340.5 | 135.8438 | 22.1441 | 21.7875 | 0 | 3030.8178 | 833027.0814 | 492176.597 | 0 | 335425.0087 | 156751.5883 | 21.8017 | 21.9017 | 21.8017 | 21.9017 | 0.0625 | 225 | 0.030367 | 546.8629 | 0.0010446
2017-05-09 16:00 | 12346 | 136.1071 | 23.494 | 21.8857 | 1478.6297 | 799.4554 | 833027.0814 | 916907.109 | 0 | 689303.4938 | 227603.6152 | 23.5975 | 23.6975 | 23.5975 | 23.6975 | 0.035714 | 128.5714 | 0.04047 | 1018.7857 | 0.0014809
2017-05-09 16:15 | 12351 | 136.3333 | 23.3252 | 21.9667 | 17.0791 | 1448.8268 | 980475.6168 | 702825.1551 | 211224.9807 | 315972.8968 | 175627.2776 | 23.1668 | 23.2668 | 23.1668 | 23.2668 | 0.083333 | 300 | 0.04579 | 780.9168 | 0.0029798
2017-05-09 16:30 | 12353.5 | 136.5625 | 23.1286 | 22.05 | 268.0529 | 153.701 | 1054199.8844 | 536021.9054 | 158418.7356 | 225990.7981 | 151612.3717 | 23.0755 | 23.1755 | 23.0755 | 23.1755 | 0.125 | 450 | 0.05111 | 595.5799 | 0.0038147
2017-05-09 16:45 | 12356 | 136.8333 | 22.9806 | 22.1667 | 15.6154 | 1817.2068 | 1054199.8844 | 431755.7428 | 40785.7189 | 247707.0259 | 143262.9981 | 22.871 | 22.971 | 22.871 | 22.971 | 0.083333 | 300 | 0.05643 | 479.7286 | 0.0022559
2017-05-09 17:00 | 12360 | 137.1 | 23.756 | 22.16 | 1450.9293 | 1242.5692 | 1054199.8844 | 569733.1977 | 12235.7157 | 389350.0272 | 168147.4548 | 23.6836 | 23.7836 | 23.6836 | 23.7836 | 0.05 | 180 | 0.06175 | 633.0369 | 0.0019545
2017-05-09 17:15 | 12363 | 137.25 | 24.0491 | 22.15 | 0 | 239.1315 | 1054199.8844 | 614707.4906 | 0 | 438228.2156 | 176479.275 | 23.9498 | 24.0498 | 23.9498 | 24.0498 | 0.25 | 900 | 0.060198 | 683.0083 | 0.010279
2017-05-09 17:30 | 12364 | 137.5 | 24.0454 | 22.1 | 0 | 1469.1158 | 1330183.6065 | 687979.5398 | 313379.0518 | 209739.4525 | 164861.0355 | 23.9497 | 24.0497 | 23.9497 | 24.0497 | 0.25 | 900 | 0.058645 | 764.4217 | 0.011207
2017-05-09 17:45 | 12365 | 137.75 | 24.0479 | 22.05 | 0 | 153.4085 | 1330183.6065 | 518433.814 | 0 | 358163.9932 | 160269.8208 | 23.9497 | 24.0497 | 23.9497 | 24.0497 | 0.25 | 900 | 0.057092 | 576.0376 | 0.0082219
2017-05-09 18:00 | 12368.5 | 138.1042 | 22.7013 | 21.75 | 8.5333 | 2416.5883 | 1330183.6065 | 207403.2693 | 0 | 98169.7143 | 109233.5551 | 22.18 | 22.28 | 22.18 | 22.28 | 0.041667 | 150 | 0.05554 | 230.4481 | 0.00052696
2017-05-09 18:15 | 12374.5 | 138.3542 | 23.5321 | 21.45 | 1490.972 | 692.2253 | 1404265.423 | 753526.5303 | 0 | 554133.4791 | 199393.0512 | 23.5958 | 23.6958 | 23.5958 | 23.6958 | 0.041667 | 150 | 0.061655 | 837.2517 | 0.0020899
2017-05-09 18:30 | 12378.5 | 138.5625 | 23.891 | 21.25 | 13.1436 | 664.3585 | 1419081.7863 | 706669.1086 | 156323.0184 | 370423.6998 | 179922.3905 | 23.8175 | 23.9175 | 23.8175 | 23.9175 | 0.125 | 450 | 0.06777 | 785.1879 | 0.0067479
2017-05-09 18:45 | 12383.5 | 138.8594 | 21.9825 | 20.8375 | 3.5161 | 3471.1502 | 1419081.7863 | 322155.8785 | 39080.7546 | 157697.8075 | 125377.3164 | 20.4169 | 20.5169 | 20.4169 | 20.5169 | 0.03125 | 112.5 | 0.073885 | 357.951 | 0.00083212
2017-05-09 19:00 | 12391.5 | 139.1094 | 22.9952 | 20.5375 | 2961.0114 | 720.9728 | 1419081.7863 | 1125023.5673 | 0 | 862197.3308 | 262826.2365 | 23.45 | 23.55 | 23.45 | 23.55 | 0.03125 | 112.5 | 0.08 | 1250.0262 | 0.003103
2017-05-09 19:15 | 12397.5 | 139.3438 | 22.4047 | 20.275 | 221.7062 | 3021.5889 | 1398902.0723 | 980365.1033 | 495182.3016 | 284961.5983 | 200221.2034 | 21.3071 | 21.4071 | 21.3071 | 21.4071 | 0.0625 | 225 | 0.088572 | 1089.2946 | 0.0060662
2017-05-09 19:30 | 12403.5 | 139.6094 | 23.3371 | 19.9375 | 2709.4835 | 682.3766 | 1392175.501 | 1058265.5431 | 82530.3836 | 730378.8935 | 245356.266 | 23.5094 | 23.6094 | 23.5094 | 23.6094 | 0.03125 | 112.5 | 0.097145 | 1175.8506 | 0.0035643
2017-05-09 19:45 | 12409.5 | 139.8438 | 22.5453 | 19.675 | 212.2044 | 2924.5516 | 1392175.501 | 942739.2066 | 460584.3665 | 285518.3475 | 196636.4926 | 21.665 | 21.765 | 21.665 | 21.765 | 0.0625 | 225 | 0.10572 | 1047.488 | 0.0069438
2017-05-09 20:00 | 12415 | 140.1071 | 23.3788 | 19.4929 | 2500.2855 | 480.1116 | 1392175.501 | 925050.3373 | 87730.3555 | 614899.1406 | 222420.8412 | 23.5147 | 23.6147 | 23.5147 | 23.6147 | 0.035714 | 128.5714 | 0.11429 | 1027.8337 | 0.0041968
2017-05-09 20:15 | 12419.5 | 140.3125 | 24.0044 | 19.4125 | 459.1406 | 23.5214 | 1384885.2558 | 897201.9272 | 293880.728 | 401407.1003 | 201914.0989 | 23.9499 | 24.0499 | 23.9499 | 24.0499 | 0.125 | 450 | 0.11634 | 996.891 | 0.014533
2017-05-09 20:30 | 12421 | 140.5 | 23.9592 | 19.35 | 230.1077 | 0 | 1377595.0107 | 864566.6874 | 587761.4561 | 102978.6447 | 173826.5865 | 23.9499 | 24.0499 | 23.9499 | 24.0499 | 0.25 | 900 | 0.1184 | 960.6297 | 0.028433
2017-05-09 20:45 | 12422 | 140.75 | 23.9817 | 19.225 | 530.6401 | 0 | 1377595.0107 | 126538.0561 | 26407.7585 | 6073.6873 | 94056.6103 | 23.9499 | 24.0499 | 23.9499 | 24.0499 | 0.25 | 900 | 0.12045 | 140.5978 | 0.0042337
2017-05-09 21:00 | 12423 | 141 | 23.9657 | 19.1 | 272.7458 | 0 | 1377595.0107 | 230330.1048 | 126652.5475 | 0 | 103677.5573 | 23.9499 | 24.0499 | 23.9499 | 24.0499 | 0.25 | 900 | 0.1225 | 255.9223 | 0.0078376
2017-05-09 21:15 | 12427 | 141.3571 | 22.4819 | 18.4964 | 32.5517 | 2115.4911 | 1280350.787 | 146162.7201 | 50672.8169 | 0 | 95489.9031 | 21.9931 | 22.0931 | 21.9931 | 22.0931 | 0.035714 | 128.5714 | 0.11807 | 162.403 | 0.00068405
2017-05-09 21:30 | 12433.5 | 141.6042 | 23.4784 | 18.1792 | 1773.0235 | 304.4263 | 1264143.4163 | 659065.9927 | 8059.808 | 467522.0067 | 183484.178 | 23.5695 | 23.6695 | 23.5695 | 23.6695 | 0.041667 | 150 | 0.11365 | 732.2955 | 0.0033592
2017-05-09 21:45 | 12437.5 | 141.8125 | 24.0016 | 17.9625 | 199.7483 | 4.9738 | 1264143.4163 | 678013.9768 | 210927.9569 | 295560.9554 | 171525.0645 | 23.95 | 24.05 | 23.95 | 24.05 | 0.125 | 450 | 0.10923 | 753.3489 | 0.010371
2017-05-09 22:00 | 12439 | 142 | 23.9556 | 17.8 | 166.6021 | 0 | 1264143.4163 | 593868.8879 | 421855.9138 | 30095.5027 | 141917.4715 | 23.95 | 24.05 | 23.95 | 24.05 | 0.25 | 900 | 0.1048 | 659.8543 | 0.017288
2017-05-09 22:15 | 12440 | 142.25 | 23.9709 | 17.775 | 541.0924 | 0 | 1264143.4163 | 113290.1614 | 20994.2618 | 0 | 92295.8997 | 23.95 | 24.05 | 23.95 | 24.05 | 0.25 | 900 | 0.1027 | 125.878 | 0.0032319
2017-05-09 22:30 | 12441 | 142.5 | 23.9649 | 17.75 | 390.7895 | 0 | 1009469.0009 | 240869.938 | 135994.2333 | 0 | 104875.7046 | 23.95 | 24.05 | 23.95 | 24.05 | 0.25 | 900 | 0.1006 | 267.6333 | 0.006731
2017-05-09 22:45 | 12442 | 142.75 | 23.9617 | 17.725 | 333.2747 | 0 | 1009469.0009 | 199473.3497 | 98676.9757 | 0 | 100796.374 | 23.95 | 24.05 | 23.95 | 24.05 | 0.25 | 900 | 0.0985 | 221.6371 | 0.0054578
2017-05-09 23:00 | 12443 | 143 | 23.9615 | 17.7 | 344.5159 | 0 | 1009469.0009 | 183720.925 | 84476.0506 | 0 | 99244.8744 | 23.95 | 24.05 | 23.95 | 24.05 | 0.25 | 900 | 0.0964 | 204.1344 | 0.0049196
2017-05-09 23:15 | 12444 | 143.25 | 23.9602 | 17.475 | 395.0389 | 0 | 1009469.0009 | 186926.3176 | 87363.1592 | 0 | 99563.1584 | 23.95 | 24.05 | 23.95 | 24.05 | 0.25 | 900 | 0.10086 | 207.6959 | 0.0052373
2017-05-09 23:30 | 12445 | 143.5 | 23.9555 | 17.25 | 423.0518 | 0 | 787730.259 | 201834.1083 | 100778.0132 | 0 | 101056.0951 | 23.95 | 24.05 | 23.95 | 24.05 | 0.25 | 900 | 0.10533 | 224.2601 | 0.0059053
2017-05-09 23:45 | 12447 | 143.8333 | 24.448 | 16.875 | 1217.9912 | 90.4581 | 787730.259 | 208480.2763 | 106726.9764 | 0 | 101753.2998 | 24.4127 | 24.5127 | 24.4127 | 24.5127 | 0.083333 | 300 | 0.1098 | 231.6448 | 0.0021195
2017-05-10 | 12449 | 144 | 24.6606 | 16.8 | 822.8553 | 0 | 787730.259 | 207428.1221 | 105770.9541 | 0 | 101657.1679 | 24.644 | 24.744 | 24.644 | 24.744 | 0.25 | 900 | 0.1098 | 230.4757 | 0.0063263

## Details_2025-06-08
datetime | Unnamed: 0 | sim_time | Zone Air Temperature,LIVING_UNIT1 | Site Outdoor Air Drybulb Temperature,ENVIRONMENT | Zone Air System Sensible Heating Rate,LIVING_UNIT1 | Zone Air System Sensible Cooling Rate,LIVING_UNIT1 | Electricity:Building | Electricity:HVAC | Heating:Electricity | Cooling:Electricity | Fans:Electricity | Zone Thermostat Heating Setpoint Temperature,LIVING_UNIT1 | Zone Thermostat Cooling Setpoint Temperature,LIVING_UNIT1 | Zone Temperature Control,Heating Setpoint,LIVING_UNIT1 | Zone Temperature Control,Cooling Setpoint,LIVING_UNIT1 | dt_hours | dt_seconds | current_price | P_total_W | step_cost_real
2017-06-08 | 15885.5 | 120.0625 | 24.0501 | 16.7625 | 0 | 297.9653 | 787730.259 | 199629.224 | 0 | 40967.759 | 53104.5267 | 23.95 | 24.05 | 23.95 | 24.05 | 0.125 | 450 | 0.10191 | 104.5248 | 0.0012427
2017-06-08 00:15 | 15887.5 | 120.3125 | 24.0501 | 16.4875 | 0 | 222.1396 | 700496.6146 | 174417.4283 | 0 | 70476.9437 | 103940.4846 | 23.95 | 24.05 | 23.95 | 24.05 | 0.125 | 450 | 0.095333 | 193.7971 | 0.0023215
2017-06-08 00:30 | 15889.5 | 120.5625 | 24.0501 | 16.2125 | 0 | 163.4359 | 613262.9701 | 151464.775 | 0 | 51317.2523 | 100147.5227 | 23.95 | 24.05 | 23.95 | 24.05 | 0.125 | 450 | 0.088755 | 168.2942 | 0.0018747
2017-06-08 00:45 | 15891.5 | 120.8125 | 24.0501 | 15.9375 | 0 | 108.5855 | 613262.9701 | 133410.8975 | 0 | 36246.1451 | 97164.7524 | 23.95 | 24.05 | 23.95 | 24.05 | 0.125 | 450 | 0.082178 | 148.2343 | 0.0015294
2017-06-08 01:00 | 15893.5 | 121.0625 | 24.05 | 15.75 | 0 | 56.3804 | 613262.9701 | 116472.2101 | 0 | 22104.6955 | 94367.5146 | 23.95 | 24.05 | 23.95 | 24.05 | 0.125 | 450 | 0.0756 | 129.4136 | 0.0012286
2017-06-08 01:15 | 15895 | 121.25 | 24.05 | 15.7 | 0 | 29.5259 | 613262.9701 | 108361.8897 | 0 | 15333.236 | 93028.6537 | 23.95 | 24.05 | 23.95 | 24.05 | 0.25 | 900 | 0.074027 | 120.4021 | 0.0022283
2017-06-08 01:30 | 15896 | 121.5 | 24.0291 | 15.6 | 0 | 22.2345 | 562337.4017 | 92446.1995 | 0 | 2042.8715 | 90403.328 | 23.95 | 24.05 | 23.95 | 24.05 | 0.25 | 900 | 0.072455 | 102.718 | 0.0018606
2017-06-08 01:45 | 15897 | 121.75 | 23.9818 | 15.5 | 0 | 22.0067 | 562337.4017 | 90000 | 0 | 0 | 90000 | 23.95 | 24.05 | 23.95 | 24.05 | 0.25 | 900 | 0.070883 | 100 | 0.0017721
2017-06-08 02:00 | 15898.5 | 122.0625 | 23.9513 | 15.5875 | 62.0314 | 0 | 562337.4017 | 98080.9407 | 7265.6512 | 0 | 90815.2895 | 23.95 | 24.05 | 23.95 | 24.05 | 0.125 | 450 | 0.06931 | 108.9788 | 0.00093898
2017-06-08 02:15 | 15900.5 | 122.3125 | 23.9509 | 15.9625 | 92.8973 | 0 | 554045.36 | 112971.3686 | 20659.6128 | 0 | 92311.7558 | 23.95 | 24.05 | 23.95 | 24.05 | 0.125 | 450 | 0.067167 | 125.5237 | 0.0010497
2017-06-08 02:30 | 15902.5 | 122.5625 | 23.9517 | 16.3375 | 129.7785 | 0 | 545753.3182 | 123799.0342 | 30409.4951 | 0 | 93389.5391 | 23.95 | 24.05 | 23.95 | 24.05 | 0.125 | 450 | 0.065025 | 137.5545 | 0.0011156
2017-06-08 02:45 | 15904.5 | 122.8125 | 23.9528 | 16.7125 | 164.7125 | 0 | 545753.3182 | 131759.5847 | 37587.2078 | 0 | 94172.3769 | 23.95 | 24.05 | 23.95 | 24.05 | 0.125 | 450 | 0.062883 | 146.3995 | 0.0011485
2017-06-08 03:00 | 15906 | 123 | 23.9533 | 16.9 | 180.6725 | 0 | 545753.3182 | 135701.9567 | 41143.3487 | 0 | 94558.608 | 23.95 | 24.05 | 23.95 | 24.05 | 0.25 | 900 | 0.06074 | 150.78 | 0.0022896
2017-06-08 03:15 | 15907 | 123.25 | 23.9564 | 16.85 | 214.8206 | 0 | 545753.3182 | 145157.6882 | 49675.6992 | 0 | 95481.989 | 23.95 | 24.05 | 23.95 | 24.05 | 0.25 | 900 | 0.057968 | 161.2863 | 0.0023373
2017-06-08 03:30 | 15908 | 123.5 | 23.9549 | 16.8 | 239.5489 | 0 | 533363.667 | 154309.9756 | 57915.3306 | 0 | 96394.645 | 23.95 | 24.05 | 23.95 | 24.05 | 0.25 | 900 | 0.055195 | 171.4555 | 0.0023659
2017-06-08 03:45 | 15909 | 123.75 | 23.9544 | 16.75 | 278.6987 | 0 | 533363.667 | 161434.1441 | 64327.7257 | 0 | 97106.4185 | 23.95 | 24.05 | 23.95 | 24.05 | 0.25 | 900 | 0.052422 | 179.3713 | 0.0023508
2017-06-08 04:00 | 15910 | 124 | 23.9553 | 16.7 | 312.0651 | 0 | 533363.667 | 172704.0993 | 74472.5866 | 0 | 98231.5127 | 23.95 | 24.05 | 23.95 | 24.05 | 0.25 | 900 | 0.04965 | 191.8934 | 0.0023819
2017-06-08 04:15 | 15911 | 124.25 | 23.9599 | 16.825 | 331.4205 | 0 | 533363.667 | 182352.6648 | 83156.419 | 0 | 99196.2459 | 23.95 | 24.05 | 23.95 | 24.05 | 0.25 | 900 | 0.047403 | 202.6141 | 0.0024011
2017-06-08 04:30 | 15912 | 124.5 | 23.9616 | 16.95 | 344.8003 | 0 | 566989.6412 | 187367.5564 | 87683.5364 | 0 | 99684.02 | 23.95 | 24.05 | 23.95 | 24.05 | 0.25 | 900 | 0.045155 | 208.1862 | 0.0023502
2017-06-08 04:45 | 15913 | 124.75 | 23.9561 | 17.075 | 199.2044 | 0 | 566989.6412 | 190566.5484 | 90576.2024 | 0 | 99990.346 | 23.95 | 24.05 | 23.95 | 24.05 | 0.25 | 900 | 0.042907 | 211.7406 | 0.0022713
2017-06-08 05:00 | 15914 | 125 | 23.953 | 17.2 | 130.3389 | 0 | 566989.6412 | 149008.8052 | 53153.6983 | 0 | 95855.1069 | 23.95 | 24.05 | 23.95 | 24.05 | 0.25 | 900 | 0.04066 | 165.5653 | 0.001683
2017-06-08 05:15 | 15915 | 125.25 | 23.9705 | 17.1 | 14.0369 | 0 | 566989.6412 | 129177.8473 | 35294.9564 | 0 | 93882.8909 | 23.95 | 24.05 | 23.95 | 24.05 | 0.25 | 900 | 0.036945 | 143.5309 | 0.0013257
2017-06-08 05:30 | 15916 | 125.5 | 24.0321 | 17 | 0 | 12.2988 | 696064.4026 | 96749.0933 | 6079.5752 | 0 | 90669.5181 | 23.95 | 24.05 | 23.95 | 24.05 | 0.25 | 900 | 0.03323 | 107.499 | 0.00089305
2017-06-08 05:45 | 15917.5 | 125.8125 | 24.0498 | 16.85 | 0 | 207.7722 | 696064.4026 | 113361.919 | 0 | 19499.7898 | 93862.1292 | 23.95 | 24.05 | 23.95 | 24.05 | 0.125 | 450 | 0.029515 | 125.9577 | 0.00045832
2017-06-08 06:00 | 15919.5 | 126.0625 | 24.05 | 16.95 | 0 | 288.6508 | 696064.4026 | 147102.7824 | 0 | 47668.4305 | 99434.3519 | 23.95 | 24.05 | 23.95 | 24.05 | 0.125 | 450 | 0.0258 | 163.4475 | 0.00052464
2017-06-08 06:15 | 15921.5 | 126.3125 | 24.0499 | 17.25 | 0 | 362.5793 | 764314.0969 | 173214.8948 | 0 | 69479.2083 | 103735.6865 | 23.95 | 24.05 | 23.95 | 24.05 | 0.125 | 450 | 0.020005 | 192.461 | 0.00047836
2017-06-08 06:30 | 15923 | 126.5 | 24.05 | 17.4 | 0 | 381.7278 | 832563.7912 | 188948.0628 | 0 | 82621.1351 | 106326.9277 | 23.95 | 24.05 | 23.95 | 24.05 | 0.25 | 900 | 0.01421 | 209.9423 | 0.00074582
2017-06-08 06:45 | 15924.5 | 126.8125 | 24.0547 | 17.85 | 0 | 474.5521 | 832563.7912 | 208760.0099 | 0 | 99195.5329 | 109564.477 | 23.95 | 24.05 | 23.95 | 24.05 | 0.125 | 450 | 0.008415 | 231.9556 | 0.00024347
2017-06-08 07:00 | 15926 | 127 | 24.05 | 18 | 0 | 485.3263 | 832563.7912 | 215442.6009 | 0 | 104786.7099 | 110655.8911 | 23.95 | 24.05 | 23.95 | 24.05 | 0.25 | 900 | 0.00262 | 239.3807 | 0.00015679
2017-06-08 07:15 | 15927 | 127.25 | 24.0421 | 17.975 | 0 | 507.7111 | 832563.7912 | 241808.576 | 0 | 126842.668 | 114965.9081 | 23.9497 | 24.0497 | 23.9497 | 24.0497 | 0.25 | 900 | 0.001965 | 268.6762 | 0.00013199
2017-06-08 07:30 | 15928 | 127.5 | 24.041 | 17.95 | 0 | 525.6798 | 917156.0991 | 243394.2844 | 0 | 128191.3171 | 115202.9673 | 23.9497 | 24.0497 | 23.9497 | 24.0497 | 0.25 | 900 | 0.00131 | 270.4381 | 8.8568e-05
2017-06-08 07:45 | 15929 | 127.75 | 24.0363 | 17.925 | 0 | 523.313 | 917156.0991 | 249467.9591 | 0 | 133284.338 | 116183.6211 | 23.9496 | 24.0496 | 23.9496 | 24.0496 | 0.25 | 900 | 0.000655 | 277.1866 | 4.5389e-05
2017-06-08 08:00 | 15931 | 128.0833 | 23.4548 | 18.0667 | 86.6406 | 1393.759 | 917156.0991 | 244070.2267 | 0 | 128808.8595 | 115261.3672 | 23.3691 | 23.4691 | 23.3691 | 23.4691 | 0.083333 | 300 | 0 | 271.1891 | 0
2017-06-08 08:15 | 15934 | 128.3333 | 22.7449 | 18.3167 | 0 | 1743.3526 | 840492.2459 | 447342.9928 | 13647.674 | 286082.3221 | 147612.9968 | 22.6176 | 22.7176 | 22.6176 | 22.7176 | 0.083333 | 300 | -0.000125 | 497.0478 | -5.1776e-06
2017-06-08 08:30 | 15936.5 | 128.5625 | 22.2381 | 18.525 | 0 | 2420.7362 | 802160.3193 | 636611.5457 | 10235.7555 | 447157.3418 | 179218.4484 | 22.1176 | 22.2176 | 22.1176 | 22.2176 | 0.125 | 450 | -0.00025 | 707.3462 | -2.1905e-05
2017-06-08 08:45 | 15939 | 128.8333 | 21.7587 | 18.8167 | 0 | 2203.9781 | 802160.3193 | 782915.1357 | 0 | 578217.7191 | 204697.4166 | 21.6543 | 21.7543 | 21.6543 | 21.7543 | 0.083333 | 300 | -0.000375 | 869.9057 | -2.7185e-05
2017-06-08 09:00 | 15942.5 | 129.0938 | 21.5843 | 19.05 | 0 | 2362.2276 | 802160.3193 | 847526.3322 | 0 | 631437.2431 | 216089.089 | 21.4867 | 21.5867 | 21.4867 | 21.5867 | 0.0625 | 225 | -0.0005 | 941.6959 | -2.9401e-05
2017-06-08 09:15 | 15946 | 129.3333 | 21.5889 | 19.2333 | 0 | 2029.7986 | 771066.7969 | 818028.2667 | 0 | 606449.5524 | 211578.7143 | 21.4931 | 21.5931 | 21.4931 | 21.5931 | 0.083333 | 300 | -0.000875 | 908.9203 | -6.6275e-05
2017-06-08 09:30 | 15948.5 | 129.5625 | 21.6601 | 19.4 | 0 | 1718.0099 | 755520.0357 | 742490.993 | 0 | 543354.3107 | 199136.6823 | 21.5667 | 21.6667 | 21.5667 | 21.6667 | 0.125 | 450 | -0.00125 | 824.99 | -0.00012954
2017-06-08 09:45 | 15950 | 129.75 | 21.7204 | 19.5 | 0 | 1887.9843 | 755520.0357 | 687459.0782 | 0 | 497468.4943 | 189990.5839 | 21.6254 | 21.7254 | 21.6254 | 21.7254 | 0.25 | 900 | -0.001625 | 763.8434 | -0.00031031
2017-06-08 10:00 | 15951.5 | 130.0625 | 21.9744 | 19.6875 | 0 | 1215.0715 | 755520.0357 | 578344.5266 | 0 | 406583.6625 | 171760.8641 | 21.8863 | 21.9863 | 21.8863 | 21.9863 | 0.125 | 450 | -0.002 | 642.605 | -0.00016137
2017-06-08 10:15 | 15953 | 130.25 | 22.0823 | 19.675 | 0 | 1635.9604 | 755520.0357 | 539659.7956 | 0 | 374363.9137 | 165295.8819 | 21.986 | 22.086 | 21.986 | 22.086 | 0.25 | 900 | -0.00346 | 599.622 | -0.00051867
2017-06-08 10:30 | 15954 | 130.5 | 22.2025 | 19.65 | 0 | 1281.8581 | 771370.9002 | 495653.1218 | 0 | 337844.7386 | 157808.3832 | 22.1123 | 22.2123 | 22.1123 | 22.2123 | 0.25 | 900 | -0.00492 | 550.7257 | -0.00067739
2017-06-08 10:45 | 15955 | 130.75 | 22.2901 | 19.625 | 0 | 1218.8475 | 771370.9002 | 496171.6988 | 0 | 330234.7173 | 165936.9815 | 22.1964 | 22.2964 | 22.1964 | 22.2964 | 0.25 | 900 | -0.00638 | 551.3019 | -0.00087933
2017-06-08 11:00 | 15956 | 131 | 22.3457 | 19.6 | 0 | 1239.5688 | 771370.9002 | 478070.4585 | 0 | 315230.4802 | 162839.9783 | 22.2514 | 22.3514 | 22.2514 | 22.3514 | 0.25 | 900 | -0.00784 | 531.1894 | -0.0010411
2017-06-08 11:15 | 15957.5 | 131.3125 | 22.4365 | 19.8625 | 0 | 1090.9508 | 778056.2848 | 487976.7728 | 0 | 323588.2589 | 164388.514 | 22.3433 | 22.4433 | 22.3433 | 22.4433 | 0.125 | 450 | -0.010805 | 542.1964 | -0.00073201
2017-06-08 11:30 | 15960 | 131.5833 | 22.6283 | 20.0667 | 0 | 1141.183 | 784741.6695 | 470081.0322 | 0 | 308779.1677 | 161301.8645 | 22.5315 | 22.6315 | 22.5315 | 22.6315 | 0.083333 | 300 | -0.01377 | 522.3123 | -0.00059935
2017-06-08 11:45 | 15963.5 | 131.8438 | 22.8883 | 20.2563 | 5.0845 | 838.1088 | 784741.6695 | 434447.904 | 0 | 279219.7145 | 155228.1895 | 22.7985 | 22.8985 | 22.7985 | 22.8985 | 0.0625 | 225 | -0.016735 | 482.7199 | -0.00050555
2017-06-08 12:00 | 15971 | 132.1136 | 23.2762 | 20.9136 | 229.488 | 823.6881 | 784741.6695 | 367664.2769 | 0 | 223684.7687 | 143979.5082 | 23.1848 | 23.2848 | 23.1848 | 23.2848 | 0.022727 | 81.8182 | -0.0197 | 408.5159 | -0.00018213
2017-06-08 12:15 | 15980 | 132.3571 | 23.9266 | 21.5536 | 716.7392 | 725.6145 | 775971.9385 | 407063.1056 | 44858.1987 | 219808.5262 | 142396.3807 | 23.8452 | 23.9452 | 23.8452 | 23.9452 | 0.035714 | 128.5714 | -0.024598 | 452.2923 | -0.00039782
2017-06-08 12:30 | 15986.5 | 132.6042 | 22.7157 | 22.2125 | 0 | 2462.3808 | 774510.3167 | 454162.0919 | 139550.9064 | 174909.6536 | 139701.5319 | 22.0673 | 22.1673 | 22.0673 | 22.1673 | 0.041667 | 150 | -0.029495 | 504.6245 | -0.00062232
2017-06-08 12:45 | 15992.5 | 132.8542 | 21.7875 | 22.8875 | 0 | 2510.4758 | 774510.3167 | 871017.6767 | 26165.6958 | 629600.6048 | 215251.3761 | 21.6915 | 21.7915 | 21.6915 | 21.7915 | 0.041667 | 150 | -0.034392 | 967.7974 | -0.0014129
2017-06-08 13:00 | 15998.5 | 133.1042 | 21.7853 | 23.2708 | 0 | 2473.7604 | 774510.3167 | 952164.8151 | 0 | 721767.0821 | 230397.733 | 21.6924 | 21.7924 | 21.6924 | 21.7924 | 0.041667 | 150 | -0.03929 | 1057.9609 | -0.0017319
2017-06-08 13:15 | 16003 | 133.3333 | 21.7828 | 23.5417 | 0 | 2320.149 | 765537.0885 | 912784.8354 | 0 | 688845.6892 | 223939.1462 | 21.6929 | 21.7929 | 21.6929 | 21.7929 | 0.083333 | 300 | -0.042445 | 1014.2054 | -0.0035873
2017-06-08 13:30 | 16007 | 133.6 | 21.7861 | 23.91 | 0 | 2209.0044 | 761050.4743 | 848291.9515 | 0 | 635099.6344 | 213192.3171 | 21.6935 | 21.7935 | 21.6935 | 21.7935 | 0.05 | 180 | -0.0456 | 942.5466 | -0.002149
2017-06-08 13:45 | 16012.5 | 133.8542 | 21.789 | 24.2458 | 0 | 2183.7926 | 761050.4743 | 819588.5858 | 0 | 611362.9096 | 208225.6762 | 21.6941 | 21.7941 | 21.6941 | 21.7941 | 0.041667 | 150 | -0.048755 | 910.654 | -0.0018484
2017-06-08 14:00 | 16018.5 | 134.1042 | 21.7901 | 24.0917 | 0 | 2164.257 | 761050.4743 | 812559.0769 | 0 | 605823.2839 | 206735.793 | 21.6947 | 21.7947 | 21.6947 | 21.7947 | 0.041667 | 150 | -0.05191 | 902.8434 | -0.0019524
2017-06-08 14:15 | 16024 | 134.35 | 21.7895 | 23.85 | 0 | 2153.3858 | 764701.9982 | 803951.4032 | 0 | 598426.2033 | 205525.1999 | 21.6944 | 21.7944 | 21.6944 | 21.7944 | 0.05 | 180 | -0.05176 | 893.2793 | -0.0023118
2017-06-08 14:30 | 16028 | 134.5833 | 21.7874 | 23.6333 | 0 | 2145.581 | 765614.8792 | 798378.7702 | 0 | 593511.4863 | 204867.284 | 21.694 | 21.794 | 21.694 | 21.794 | 0.083333 | 300 | -0.05161 | 887.0875 | -0.0038152
2017-06-08 14:45 | 16031 | 134.8333 | 21.7864 | 23.3833 | 0 | 2149.4831 | 765614.8792 | 793580.3964 | 0 | 589219.0175 | 204361.3789 | 21.6936 | 21.7936 | 21.6936 | 21.7936 | 0.083333 | 300 | -0.05146 | 881.756 | -0.0037813
2017-06-08 15:00 | 16033.5 | 135.0625 | 21.7849 | 23.35 | 0 | 2168.1966 | 765614.8792 | 792549.0412 | 0 | 588140.0079 | 204409.0334 | 21.6933 | 21.7933 | 21.6933 | 21.7933 | 0.125 | 450 | -0.05131 | 880.61 | -0.0056478
2017-06-08 15:15 | 16035 | 135.25 | 21.7832 | 23.4 | 0 | 2173.8785 | 765614.8792 | 793017.542 | 0 | 588407.6282 | 204609.9138 | 21.6931 | 21.7931 | 21.6931 | 21.7931 | 0.25 | 900 | -0.047475 | 881.1306 | -0.010458
2017-06-08 15:30 | 16036 | 135.5 | 21.7793 | 23.5 | 0 | 2190.6169 | 833027.0814 | 803196.9659 | 0 | 597073.353 | 206123.6129 | 21.6932 | 21.7932 | 21.6932 | 21.7932 | 0.25 | 900 | -0.04364 | 892.4411 | -0.0097365
2017-06-08 15:45 | 16037 | 135.75 | 21.7792 | 23.6 | 0 | 2176.6687 | 833027.0814 | 809025.8472 | 0 | 602096.8469 | 206929.0003 | 21.6934 | 21.7934 | 21.6934 | 21.7934 | 0.25 | 900 | -0.039805 | 898.9176 | -0.0089454
2017-06-08 16:00 | 16038 | 136 | 21.7793 | 23.7 | 0 | 2160.0958 | 833027.0814 | 807257.6824 | 0 | 600759.9103 | 206497.7722 | 21.6935 | 21.7935 | 21.6935 | 21.7935 | 0.25 | 900 | -0.03597 | 896.953 | -0.0080658
2017-06-08 16:15 | 16039 | 136.25 | 21.7765 | 23.5 | 0 | 2193.6498 | 833027.0814 | 805923.9465 | 0 | 599815.0303 | 206108.9162 | 21.6937 | 21.7937 | 21.6937 | 21.7937 | 0.25 | 900 | -0.029552 | 895.4711 | -0.0066159
2017-06-08 16:30 | 16040 | 136.5 | 21.7772 | 23.3 | 0 | 2163.543 | 1054199.8844 | 816585.0654 | 0 | 608577.4311 | 208007.6343 | 21.6934 | 21.7934 | 21.6934 | 21.7934 | 0.25 | 900 | -0.023135 | 907.3167 | -0.0052477
2017-06-08 16:45 | 16041 | 136.75 | 21.7798 | 23.1 | 0 | 2087.8127 | 1054199.8844 | 807911.6833 | 0 | 601135.7866 | 206775.8967 | 21.6931 | 21.7931 | 21.6931 | 21.7931 | 0.25 | 900 | -0.016717 | 897.6796 | -0.0037517
2017-06-08 17:00 | 16042 | 137 | 21.7794 | 22.9 | 0 | 2006.1442 | 1054199.8844 | 785501.4466 | 0 | 582192.9295 | 203308.5171 | 21.6928 | 21.7928 | 21.6928 | 21.7928 | 0.25 | 900 | -0.0103 | 872.7794 | -0.0022474
2017-06-08 17:15 | 16043 | 137.25 | 21.7774 | 22.75 | 0 | 2033.5095 | 1054199.8844 | 763345.9892 | 0 | 563516.9418 | 199829.0474 | 21.6924 | 21.7924 | 21.6924 | 21.7924 | 0.25 | 900 | -0.0070825 | 848.1622 | -0.0015018
2017-06-08 17:30 | 16044 | 137.5 | 21.7779 | 22.6 | 0 | 1953.8376 | 1330183.6065 | 775709.6941 | 0 | 573844.8662 | 201864.8279 | 21.6922 | 21.7922 | 21.6922 | 21.7922 | 0.25 | 900 | -0.003865 | 861.8997 | -0.00083281
2017-06-08 17:45 | 16045 | 137.75 | 21.7785 | 22.45 | 0 | 1873.5122 | 1330183.6065 | 757068.2378 | 0 | 558255.5866 | 198812.6512 | 21.692 | 21.792 | 21.692 | 21.792 | 0.25 | 900 | -0.0006475 | 841.1869 | -0.00013617
2017-06-08 18:00 | 16049.5 | 138.1094 | 23.5578 | 22.0594 | 1911.3173 | 741.7263 | 1330183.6065 | 713728.2931 | 0 | 521987.7368 | 191740.5563 | 23.6677 | 23.7677 | 23.6677 | 23.7677 | 0.03125 | 112.5 | 0.00257 | 793.0314 | 6.3711e-05
2017-06-08 18:15 | 16054.5 | 138.3125 | 23.9968 | 21.8875 | 16.4934 | 367.4816 | 1374632.6964 | 702911.5675 | 206097.5631 | 322041.6212 | 174772.3832 | 23.95 | 24.05 | 23.95 | 24.05 | 0.125 | 450 | 0.011832 | 781.0129 | 0.001156
2017-06-08 18:30 | 16056 | 138.5 | 24.0578 | 21.75 | 28.8222 | 0 | 1419081.7863 | 695518.3271 | 412195.1262 | 124961.3034 | 158361.8975 | 23.95 | 24.05 | 23.95 | 24.05 | 0.25 | 900 | 0.021095 | 772.7981 | 0.0040755
2017-06-08 18:45 | 16057 | 138.75 | 24.0408 | 21.475 | 27.4815 | 0 | 1419081.7863 | 213677.5648 | 0 | 103648.0933 | 110029.4714 | 23.95 | 24.05 | 23.95 | 24.05 | 0.25 | 900 | 0.030357 | 237.4195 | 0.0018019
2017-06-08 19:00 | 16058.5 | 139.0625 | 24.0489 | 20.925 | 0 | 257.908 | 1419081.7863 | 133239.9784 | 0 | 36250.2188 | 96989.7597 | 23.95 | 24.05 | 23.95 | 24.05 | 0.125 | 450 | 0.03962 | 148.0444 | 0.00071733
2017-06-08 19:15 | 16060.5 | 139.3125 | 24.0494 | 20.375 | 0 | 278.2209 | 1405628.6436 | 189077.9829 | 0 | 83088.82 | 105989.163 | 23.95 | 24.05 | 23.95 | 24.05 | 0.125 | 450 | 0.048965 | 210.0866 | 0.0012801
2017-06-08 19:30 | 16062.5 | 139.5625 | 24.0496 | 19.825 | 0 | 255.7216 | 1392175.501 | 197468.9702 | 0 | 90159.7919 | 107309.1782 | 23.95 | 24.05 | 23.95 | 24.05 | 0.125 | 450 | 0.05831 | 219.41 | 0.0016015
2017-06-08 19:45 | 16064.5 | 139.8125 | 24.0498 | 19.275 | 0 | 227.4561 | 1392175.501 | 188435.4177 | 0 | 82600.4538 | 105834.9638 | 23.95 | 24.05 | 23.95 | 24.05 | 0.125 | 450 | 0.067655 | 209.3727 | 0.0017737
2017-06-08 20:00 | 16066.5 | 140.0625 | 23.8607 | 18.7875 | 0 | 738.9581 | 1392175.501 | 177006.9736 | 0 | 73021.0341 | 103985.9395 | 23.7506 | 23.8506 | 23.7506 | 23.8506 | 0.125 | 450 | 0.077 | 196.6744 | 0.0018977
2017-06-08 20:15 | 16068.5 | 140.3125 | 23.3752 | 18.3625 | 4.0425 | 960.9694 | 1384885.2558 | 246413.1508 | 0 | 131277.0873 | 115136.0635 | 23.2807 | 23.3807 | 23.2807 | 23.3807 | 0.125 | 450 | 0.090435 | 273.7924 | 0.0030314
2017-06-08 20:30 | 16071 | 140.5833 | 22.6663 | 17.8667 | 0 | 1230.3328 | 1377595.0107 | 428652.7144 | 0 | 284134.5181 | 144518.1963 | 22.5488 | 22.6488 | 22.5488 | 22.6488 | 0.083333 | 300 | 0.10387 | 476.2808 | 0.0041226
2017-06-08 20:45 | 16073.5 | 140.8125 | 22.4527 | 17.5125 | 0 | 1192.1818 | 1377595.0107 | 587980.1391 | 0 | 417546.335 | 170433.804 | 22.3539 | 22.4539 | 22.3539 | 22.4539 | 0.125 | 450 | 0.11731 | 653.3113 | 0.0094642
2017-06-08 21:00 | 16077 | 141.1 | 23.6508 | 17.28 | 1690.6016 | 997.8345 | 1377595.0107 | 534278.6037 | 0 | 372215.7922 | 162062.8114 | 23.6379 | 23.7379 | 23.6379 | 23.7379 | 0.05 | 180 | 0.13074 | 593.6429 | 0.0038806
2017-06-08 21:15 | 16080.5 | 141.3125 | 24.0036 | 17.2625 | 0 | 282.2698 | 1320869.2135 | 615671.2161 | 195513.6651 | 258627.595 | 161529.9561 | 23.95 | 24.05 | 23.95 | 24.05 | 0.125 | 450 | 0.11943 | 684.0791 | 0.010079
2017-06-08 21:30 | 16082.5 | 141.5625 | 23.9806 | 17.2375 | 0 | 7.543 | 1264143.4163 | 460221.5849 | 195513.6651 | 128450.1291 | 136257.7907 | 23.95 | 24.05 | 23.95 | 24.05 | 0.125 | 450 | 0.10813 | 511.3573 | 0.0071888
2017-06-08 21:45 | 16084 | 141.75 | 23.9851 | 17.225 | 0 | 9.4799 | 1264143.4163 | 183401.0332 | 0 | 78308.2563 | 105092.7769 | 23.95 | 24.05 | 23.95 | 24.05 | 0.25 | 900 | 0.096825 | 203.7789 | 0.0049327
2017-06-08 22:00 | 16085 | 142 | 23.9825 | 17.2 | 0 | 9.1423 | 1264143.4163 | 90000 | 0 | 0 | 90000 | 23.95 | 24.05 | 23.95 | 24.05 | 0.25 | 900 | 0.08552 | 100 | 0.002138
2017-06-08 22:15 | 16086 | 142.25 | 23.9957 | 16.925 | 0 | 11.888 | 1264143.4163 | 90000 | 0 | 0 | 90000 | 23.95 | 24.05 | 23.95 | 24.05 | 0.25 | 900 | 0.081882 | 100 | 0.0020471
2017-06-08 22:30 | 16087 | 142.5 | 23.9915 | 16.65 | 0 | 13.6318 | 1009469.0009 | 90000 | 0 | 0 | 90000 | 23.95 | 24.05 | 23.95 | 24.05 | 0.25 | 900 | 0.078245 | 100 | 0.0019561
2017-06-08 22:45 | 16088 | 142.75 | 23.9876 | 16.375 | 0 | 15.9723 | 1009469.0009 | 90000 | 0 | 0 | 90000 | 23.95 | 24.05 | 23.95 | 24.05 | 0.25 | 900 | 0.074608 | 100 | 0.0018652
2017-06-08 23:00 | 16089 | 143 | 23.9828 | 16.1 | 0 | 18.2733 | 1009469.0009 | 99710.3571 | 0 | 0 | 99710.3571 | 23.95 | 24.05 | 23.95 | 24.05 | 0.25 | 900 | 0.07097 | 110.7893 | 0.0019657
2017-06-08 23:15 | 16090 | 143.25 | 23.951 | 16.025 | 0 | 17.9536 | 1009469.0009 | 99710.3571 | 0 | 0 | 99710.3571 | 23.95 | 24.05 | 23.95 | 24.05 | 0.25 | 900 | 0.063478 | 110.7893 | 0.0017582
2017-06-08 23:30 | 16091 | 143.5 | 23.9511 | 15.95 | 59.274 | 0 | 787730.259 | 99710.3571 | 0 | 0 | 99710.3571 | 23.95 | 24.05 | 23.95 | 24.05 | 0.25 | 900 | 0.055985 | 110.7893 | 0.0015506
2017-06-08 23:45 | 16092 | 143.75 | 23.9521 | 15.875 | 76.0718 | 0 | 787730.259 | 122463.4821 | 20470.5506 | 0 | 101992.9315 | 23.95 | 24.05 | 23.95 | 24.05 | 0.25 | 900 | 0.048493 | 136.0705 | 0.0016496
2017-06-09 | 16093 | 144 | 24.1418 | 15.8 | 408.1013 | 0 | 787730.259 | 127548.8656 | 25043.6403 | 0 | 102505.2253 | 24.1429 | 24.2429 | 24.1429 | 24.2429 | 0.25 | 900 | 0.048493 | 141.721 | 0.0017181

## Details_2025-07-08
datetime | Unnamed: 0 | sim_time | Zone Air Temperature,LIVING_UNIT1 | Site Outdoor Air Drybulb Temperature,ENVIRONMENT | Zone Air System Sensible Heating Rate,LIVING_UNIT1 | Zone Air System Sensible Cooling Rate,LIVING_UNIT1 | Electricity:Building | Electricity:HVAC | Heating:Electricity | Cooling:Electricity | Fans:Electricity | Zone Thermostat Heating Setpoint Temperature,LIVING_UNIT1 | Zone Thermostat Cooling Setpoint Temperature,LIVING_UNIT1 | Zone Temperature Control,Heating Setpoint,LIVING_UNIT1 | Zone Temperature Control,Cooling Setpoint,LIVING_UNIT1 | dt_hours | dt_seconds | current_price | P_total_W | step_cost_real
2017-07-08 | 18464.5 | 120.0625 | 24.0462 | 16.4 | 0 | 293.5877 | 787730.259 | 215113.5985 | 0 | 44381.4119 | 58498.8825 | 23.9481 | 24.0481 | 23.9481 | 24.0481 | 0.125 | 450 | 0.10597 | 114.3114 | 0.0014133
2017-07-08 00:15 | 18466.5 | 120.3125 | 24.0503 | 16.2 | 0 | 239.1202 | 700496.6146 | 191603.096 | 0 | 76923.0387 | 114680.0573 | 23.95 | 24.05 | 23.95 | 24.05 | 0.125 | 450 | 0.1027 | 212.8923 | 0.0027465
2017-07-08 00:30 | 18468.5 | 120.5625 | 24.0502 | 16 | 0 | 184.8763 | 613262.9701 | 169532.9639 | 0 | 58463.5153 | 111069.4486 | 23.95 | 24.05 | 23.95 | 24.05 | 0.125 | 450 | 0.099435 | 188.37 | 0.0023486
2017-07-08 00:45 | 18470.5 | 120.8125 | 24.0502 | 15.8 | 0 | 136.028 | 613262.9701 | 153660.5943 | 0 | 45182.4851 | 108478.1093 | 23.95 | 24.05 | 23.95 | 24.05 | 0.125 | 450 | 0.096168 | 170.734 | 0.0020595
2017-07-08 01:00 | 18472 | 121 | 24.0504 | 15.7 | 0 | 111.1292 | 613262.9701 | 145700.8639 | 0 | 38521.1931 | 107179.6709 | 23.95 | 24.05 | 23.95 | 24.05 | 0.25 | 900 | 0.0929 | 161.8898 | 0.0037599
2017-07-08 01:15 | 18473 | 121.25 | 24.0439 | 15.35 | 0 | 65.4258 | 613262.9701 | 129716.2983 | 0 | 25137.8129 | 104578.4854 | 23.95 | 24.05 | 23.95 | 24.05 | 0.25 | 900 | 0.084925 | 144.1292 | 0.00306
2017-07-08 01:30 | 18474.5 | 121.5625 | 23.9689 | 14.825 | 0 | 141.0823 | 562337.4017 | 98123.1864 | 0 | 5681.567 | 92441.6194 | 23.8753 | 23.9753 | 23.8753 | 23.9753 | 0.125 | 450 | 0.07695 | 109.0258 | 0.0010545
2017-07-08 01:45 | 18476.5 | 121.8125 | 23.7968 | 14.475 | 0 | 109.4121 | 562337.4017 | 109490.8145 | 0 | 16336.78 | 93154.0345 | 23.7286 | 23.8286 | 23.7286 | 23.8286 | 0.125 | 450 | 0.068975 | 121.6565 | 0.0010365
2017-07-08 02:00 | 18478.5 | 122.0625 | 23.6421 | 14.3 | 0 | 198.9786 | 562337.4017 | 123626.3131 | 0 | 28184.5198 | 95441.7933 | 23.5594 | 23.6594 | 23.5594 | 23.6594 | 0.125 | 450 | 0.061 | 137.3626 | 0.0010504
2017-07-08 02:15 | 18480 | 122.25 | 23.5314 | 14.3 | 0 | 28.8288 | 562337.4017 | 118270.9973 | 0 | 23695.4796 | 94575.5177 | 23.472 | 23.572 | 23.472 | 23.572 | 0.25 | 900 | 0.063945 | 131.4122 | 0.0021008
2017-07-08 02:30 | 18481 | 122.5 | 23.5006 | 14.3 | 0 | 52.2775 | 545753.3182 | 149629.7883 | 0 | 49977.6329 | 99652.1554 | 23.3997 | 23.4997 | 23.3997 | 23.4997 | 0.25 | 900 | 0.06689 | 166.2553 | 0.0027802
2017-07-08 02:45 | 18482.5 | 122.8125 | 23.4623 | 14.3 | 0 | 77.3598 | 545753.3182 | 105488.2214 | 0 | 12980.297 | 92507.9244 | 23.3599 | 23.4599 | 23.3599 | 23.4599 | 0.125 | 450 | 0.069835 | 117.2091 | 0.0010185
2017-07-08 03:00 | 18484 | 123 | 23.4463 | 14.3 | 0 | 29.1005 | 545753.3182 | 112677.792 | 0 | 19005.7574 | 93672.0346 | 23.3525 | 23.4525 | 23.3525 | 23.4525 | 0.25 | 900 | 0.07278 | 125.1975 | 0.002278
2017-07-08 03:15 | 18485 | 123.25 | 23.4223 | 14.25 | 0 | 28.8762 | 545753.3182 | 95963.9453 | 0 | 4998.3754 | 90965.5699 | 23.3454 | 23.4454 | 23.3454 | 23.4454 | 0.25 | 900 | 0.073252 | 106.6266 | 0.0019527
2017-07-08 03:30 | 18486 | 123.5 | 23.3759 | 14.2 | 0 | 28.3239 | 533363.667 | 90000 | 0 | 0 | 90000 | 23.3262 | 23.4262 | 23.3262 | 23.4262 | 0.25 | 900 | 0.073725 | 100 | 0.0018431
2017-07-08 03:45 | 18487 | 123.75 | 23.3121 | 14.15 | 0 | 27.7521 | 533363.667 | 90000 | 0 | 0 | 90000 | 23.3012 | 23.4012 | 23.3012 | 23.4012 | 0.25 | 900 | 0.074197 | 100 | 0.0018549
2017-07-08 04:00 | 18488 | 124 | 23.2754 | 14.1 | 24.5459 | 0 | 533363.667 | 90000 | 0 | 0 | 90000 | 23.2735 | 23.3735 | 23.2735 | 23.3735 | 0.25 | 900 | 0.07467 | 100 | 0.0018667
2017-07-08 04:15 | 18489 | 124.25 | 23.2427 | 14.05 | 11.0584 | 0 | 533363.667 | 105981.1736 | 14345.9787 | 0 | 91635.1949 | 23.2443 | 23.3443 | 23.2443 | 23.3443 | 0.25 | 900 | 0.075292 | 117.7569 | 0.0022166
2017-07-08 04:30 | 18490 | 124.5 | 23.2092 | 14 | 36.6423 | 0 | 566989.6412 | 102012.0381 | 10782.2812 | 0 | 91229.7569 | 23.2142 | 23.3142 | 23.2142 | 23.3142 | 0.25 | 900 | 0.075915 | 113.3467 | 0.0021512
2017-07-08 04:45 | 18491 | 124.75 | 23.1894 | 13.95 | 0 | 29.5449 | 566989.6412 | 109754.5905 | 17731.046 | 0 | 92023.5445 | 23.1836 | 23.2836 | 23.1836 | 23.2836 | 0.25 | 900 | 0.076537 | 121.9495 | 0.0023334
2017-07-08 05:00 | 18492.5 | 125.0625 | 23.2244 | 13.95 | 0 | 146.6974 | 566989.6412 | 90000 | 0 | 0 | 90000 | 23.1368 | 23.2368 | 23.1368 | 23.2368 | 0.125 | 450 | 0.07716 | 100 | 0.0009645
2017-07-08 05:15 | 18494.5 | 125.3125 | 23.2284 | 14.05 | 0 | 274.8247 | 631527.0219 | 128003.5311 | 0 | 31856.0542 | 96147.477 | 23.1278 | 23.2278 | 23.1278 | 23.2278 | 0.125 | 450 | 0.084867 | 142.2261 | 0.0014789
2017-07-08 05:30 | 18496.5 | 125.5625 | 23.2542 | 14.15 | 0 | 377.0184 | 696064.4026 | 187563.6335 | 0 | 81778.1466 | 105785.4869 | 23.1536 | 23.2536 | 23.1536 | 23.2536 | 0.125 | 450 | 0.092575 | 208.404 | 0.0023931
2017-07-08 05:45 | 18498.5 | 125.8125 | 23.299 | 14.25 | 0 | 462.8587 | 696064.4026 | 223302.6616 | 0 | 111724.8225 | 111577.8391 | 23.1984 | 23.2984 | 23.1984 | 23.2984 | 0.125 | 450 | 0.10028 | 248.1141 | 0.003097
2017-07-08 06:00 | 18500.5 | 126.0625 | 23.3538 | 14.5625 | 0 | 563.8673 | 696064.4026 | 248877.6342 | 0 | 133145.1613 | 115732.4729 | 23.2533 | 23.3533 | 23.2533 | 23.3533 | 0.125 | 450 | 0.10799 | 276.5307 | 0.0037214
2017-07-08 06:15 | 18503 | 126.3333 | 23.5161 | 15.175 | 0 | 613.8369 | 787063.995 | 287062.5926 | 0 | 165124.6053 | 121937.9873 | 23.4182 | 23.5182 | 23.4182 | 23.5182 | 0.083333 | 300 | 0.10952 | 318.9584 | 0.002911
2017-07-08 06:30 | 18506.5 | 126.5938 | 23.7721 | 15.7438 | 19.4614 | 496.871 | 832563.7912 | 279439.1775 | 0 | 158741.2355 | 120697.942 | 23.6975 | 23.7975 | 23.6975 | 23.7975 | 0.0625 | 225 | 0.11105 | 310.488 | 0.0021585
2017-07-08 06:45 | 18510.5 | 126.8438 | 23.9924 | 16.2688 | 0 | 501.5761 | 832563.7912 | 261194.8403 | 4968.3712 | 138849.8845 | 117376.5846 | 23.9045 | 24.0045 | 23.9045 | 24.0045 | 0.0625 | 225 | 0.11257 | 290.2165 | 0.0020439
2017-07-08 07:00 | 18514.5 | 127.0938 | 24.0499 | 16.7188 | 0 | 695.0055 | 832563.7912 | 257879.5997 | 1656.1237 | 139182.9471 | 117040.5288 | 23.95 | 24.05 | 23.95 | 24.05 | 0.0625 | 225 | 0.1141 | 286.5329 | 0.0020433
2017-07-08 07:15 | 18518.5 | 127.3438 | 24.0496 | 17.1438 | 0 | 848.8501 | 896008.0221 | 314929.3369 | 0 | 188558.6613 | 126370.6756 | 23.95 | 24.05 | 23.95 | 24.05 | 0.0625 | 225 | 0.11647 | 349.9215 | 0.0025371
2017-07-08 07:30 | 18523 | 127.6 | 24.0492 | 17.59 | 0 | 1006.7645 | 917156.0991 | 375891.0833 | 0 | 239656.6463 | 136234.437 | 23.95 | 24.05 | 23.95 | 24.05 | 0.05 | 180 | 0.11885 | 417.6568 | 0.0024819
2017-07-08 07:45 | 18528 | 127.85 | 24.0486 | 18.015 | 0 | 1141.5309 | 917156.0991 | 425658.9269 | 0 | 281360.6688 | 144298.2581 | 23.95 | 24.05 | 23.95 | 24.05 | 0.05 | 180 | 0.12122 | 472.9544 | 0.0028667
2017-07-08 08:00 | 18533.5 | 128.1042 | 24.0484 | 18.5375 | 0 | 1156.848 | 917156.0991 | 471242.4076 | 0 | 319540.3719 | 151702.0357 | 23.95 | 24.05 | 23.95 | 24.05 | 0.041667 | 150 | 0.1236 | 523.6027 | 0.0027047
2017-07-08 08:15 | 18539 | 128.35 | 24.0476 | 19.045 | 0 | 1249.4582 | 825159.4752 | 475793.083 | 0 | 323326.671 | 152466.412 | 23.95 | 24.05 | 23.95 | 24.05 | 0.05 | 180 | 0.1177 | 528.659 | 0.0031112
2017-07-08 08:30 | 18544.5 | 128.6042 | 24.0472 | 19.5875 | 0 | 1368.8985 | 802160.3193 | 507427.7137 | 0 | 349812.5883 | 157615.1254 | 23.95 | 24.05 | 23.95 | 24.05 | 0.041667 | 150 | 0.1118 | 563.8086 | 0.0026331
2017-07-08 08:45 | 18550.5 | 128.8542 | 24.0465 | 20.1125 | 0 | 1482.5302 | 802160.3193 | 545021.3395 | 0 | 381288.7897 | 163732.5498 | 23.95 | 24.05 | 23.95 | 24.05 | 0.041667 | 150 | 0.1059 | 605.5793 | 0.0026782
2017-07-08 09:00 | 18556.5 | 129.1042 | 24.0458 | 20.6792 | 0 | 1551.1836 | 802160.3193 | 580804.2896 | 0 | 411224.2756 | 169580.014 | 23.9499 | 24.0499 | 23.9499 | 24.0499 | 0.041667 | 150 | 0.1 | 645.3381 | 0.0026944
2017-07-08 09:15 | 18562 | 129.35 | 24.0444 | 21.235 | 0 | 1650.3291 | 764848.0924 | 601725.5349 | 0 | 428697.8676 | 173027.6673 | 23.9499 | 24.0499 | 23.9499 | 24.0499 | 0.05 | 180 | 0.093387 | 668.5839 | 0.0031219
2017-07-08 09:30 | 18567 | 129.6 | 24.043 | 21.81 | 0 | 1751.6901 | 755520.0357 | 634399.4468 | 0 | 456173.698 | 178225.7488 | 23.9499 | 24.0499 | 23.9499 | 24.0499 | 0.05 | 180 | 0.086775 | 704.8883 | 0.0030583
2017-07-08 09:45 | 18572 | 129.85 | 24.0418 | 22.385 | 0 | 1845.9253 | 755520.0357 | 669425.8525 | 0 | 485891.784 | 183534.0686 | 23.9499 | 24.0499 | 23.9499 | 24.0499 | 0.05 | 180 | 0.080162 | 743.8065 | 0.0029813
2017-07-08 10:00 | 18577 | 130.1 | 24.0411 | 22.78 | 0 | 1925.3445 | 755520.0357 | 702109.3509 | 0 | 513749.9118 | 188359.4391 | 23.95 | 24.05 | 23.95 | 24.05 | 0.05 | 180 | 0.07355 | 780.1215 | 0.0028689
2017-07-08 10:15 | 18581.5 | 130.3438 | 24.0391 | 23.1125 | 0 | 1995.0482 | 767408.184 | 726802.6459 | 0 | 534767.5906 | 192035.0553 | 23.95 | 24.05 | 23.95 | 24.05 | 0.0625 | 225 | 0.070332 | 807.5585 | 0.0035479
2017-07-08 10:30 | 18585.5 | 130.5938 | 24.038 | 23.4625 | 0 | 2051.057 | 771370.9002 | 750602.4657 | 0 | 555050.6972 | 195551.7685 | 23.95 | 24.05 | 23.95 | 24.05 | 0.0625 | 225 | 0.067115 | 834.0027 | 0.0034965
2017-07-08 10:45 | 18589.5 | 130.8438 | 24.0378 | 23.8125 | 0 | 2097.5849 | 771370.9002 | 768969.5884 | 0 | 570785.8213 | 198183.7671 | 23.95 | 24.05 | 23.95 | 24.05 | 0.0625 | 225 | 0.063897 | 854.4107 | 0.0034109
2017-07-08 11:00 | 18593 | 131.0833 | 24.0354 | 24.0667 | 0 | 2134.7461 | 771370.9002 | 782131.7819 | 0 | 582134.4881 | 199997.2938 | 23.95 | 24.05 | 23.95 | 24.05 | 0.083333 | 300 | 0.06068 | 869.0353 | 0.0043944
2017-07-08 11:15 | 18596 | 131.3333 | 24.0337 | 24.3167 | 0 | 2162.3505 | 780284.7464 | 795245.6086 | 0 | 593429.0339 | 201816.5748 | 23.95 | 24.05 | 23.95 | 24.05 | 0.083333 | 300 | 0.058658 | 883.6062 | 0.0043192
2017-07-08 11:30 | 18599 | 131.5833 | 24.0331 | 24.5667 | 0 | 2178.1493 | 784741.6695 | 805192.7108 | 0 | 602044.879 | 203147.8318 | 23.95 | 24.05 | 23.95 | 24.05 | 0.083333 | 300 | 0.056635 | 894.6586 | 0.0042224
2017-07-08 11:45 | 18601.5 | 131.8125 | 24.0299 | 24.775 | 0 | 2196.1305 | 784741.6695 | 810847.2697 | 0 | 607015.9373 | 203831.3324 | 23.95 | 24.05 | 23.95 | 24.05 | 0.125 | 450 | 0.054613 | 900.9414 | 0.0061489
2017-07-08 12:00 | 18603.5 | 132.0625 | 24.0258 | 24.975 | 0 | 2193.9655 | 784741.6695 | 817476.1655 | 0 | 612863.065 | 204613.1005 | 23.95 | 24.05 | 23.95 | 24.05 | 0.125 | 450 | 0.05259 | 908.3069 | 0.0059691
2017-07-08 12:15 | 18605.5 | 132.3125 | 24.0254 | 25.125 | 0 | 2201.52 | 779625.9931 | 822408.9034 | 0 | 617235.9388 | 205172.9645 | 23.95 | 24.05 | 23.95 | 24.05 | 0.125 | 450 | 0.049868 | 913.7877 | 0.0056955
2017-07-08 12:30 | 18607 | 132.5 | 24.0252 | 25.2 | 0 | 2204.2381 | 774510.3167 | 823546.215 | 0 | 618275.6931 | 205270.522 | 23.95 | 24.05 | 23.95 | 24.05 | 0.25 | 900 | 0.047145 | 915.0514 | 0.010785
2017-07-08 12:45 | 18608 | 132.75 | 24.0122 | 25.35 | 0 | 2244.6645 | 774510.3167 | 826686.7196 | 0 | 621083.7781 | 205602.9415 | 23.95 | 24.05 | 23.95 | 24.05 | 0.25 | 900 | 0.044422 | 918.5408 | 0.010201
2017-07-08 13:00 | 18609.5 | 133.0625 | 24.0167 | 25.5375 | 0 | 2273.7161 | 774510.3167 | 843718.3158 | 0 | 635693.2883 | 208025.0275 | 23.95 | 24.05 | 23.95 | 24.05 | 0.125 | 450 | 0.0417 | 937.4648 | 0.0048853
2017-07-08 13:15 | 18611.5 | 133.3125 | 24.0241 | 25.6125 | 0 | 2358.7362 | 767780.3955 | 853556.4408 | 0 | 644112.4846 | 209443.9562 | 23.95 | 24.05 | 23.95 | 24.05 | 0.125 | 450 | 0.040872 | 948.396 | 0.0048429
2017-07-08 13:30 | 18614 | 133.5833 | 24.0286 | 25.7 | 0 | 2437.2724 | 761050.4743 | 874327.9314 | 0 | 661721.9555 | 212605.9759 | 23.95 | 24.05 | 23.95 | 24.05 | 0.083333 | 300 | 0.040045 | 971.4755 | 0.0032419
2017-07-08 13:45 | 18617.5 | 133.8438 | 24.0345 | 25.7812 | 0 | 2527.5048 | 761050.4743 | 896529.1411 | 0 | 680537.4288 | 215991.7123 | 23.95 | 24.05 | 23.95 | 24.05 | 0.0625 | 225 | 0.039218 | 996.1435 | 0.0024407
2017-07-08 14:00 | 18621 | 134.0833 | 24.0329 | 25.95 | 0 | 2619.9744 | 761050.4743 | 919754.4662 | 0 | 697473.5759 | 222280.8904 | 23.95 | 24.05 | 23.95 | 24.05 | 0.083333 | 300 | 0.03839 | 1021.9494 | 0.0032694
2017-07-08 14:15 | 18624.5 | 134.3438 | 24.0332 | 26.1938 | 0 | 2705.6741 | 764473.778 | 956449.7317 | 0 | 724255.3258 | 232194.4059 | 23.95 | 24.05 | 23.95 | 24.05 | 0.0625 | 225 | 0.038965 | 1062.7219 | 0.0025864
2017-07-08 14:30 | 18628.5 | 134.5938 | 24.0326 | 26.4187 | 0 | 2777.379 | 765614.8792 | 984908.7072 | 0 | 747573.4085 | 237335.2987 | 23.95 | 24.05 | 23.95 | 24.05 | 0.0625 | 225 | 0.03954 | 1094.343 | 0.0027032
2017-07-08 14:45 | 18632.5 | 134.8438 | 24.031 | 26.6438 | 0 | 2854.3527 | 765614.8792 | 1010369.6321 | 0 | 769399.9105 | 240969.7215 | 23.95 | 24.05 | 23.95 | 24.05 | 0.0625 | 225 | 0.040115 | 1122.6329 | 0.0028135
2017-07-08 15:00 | 18635 | 135 | 24.0303 | 26.7 | 0 | 2868.8764 | 765614.8792 | 1016716.7801 | 0 | 774841.8841 | 241874.896 | 23.95 | 24.05 | 23.95 | 24.05 | 0.25 | 900 | 0.04069 | 1129.6853 | 0.011492
2017-07-08 15:15 | 18638 | 135.35 | 24.0269 | 26.61 | 0 | 2977.6063 | 819544.641 | 1072524.8956 | 0 | 822235.8869 | 250289.0087 | 23.95 | 24.05 | 23.95 | 24.05 | 0.05 | 180 | 0.044823 | 1191.6943 | 0.0026707
2017-07-08 15:30 | 18643 | 135.6 | 24.0355 | 26.56 | 0 | 3033.4884 | 833027.0814 | 1061026.2435 | 0 | 813975.5157 | 247050.7278 | 23.95 | 24.05 | 23.95 | 24.05 | 0.05 | 180 | 0.048955 | 1178.918 | 0.0028857
2017-07-08 15:45 | 18648 | 135.85 | 24.0366 | 26.51 | 0 | 3067.4494 | 833027.0814 | 1054271.4113 | 0 | 813333.2503 | 240938.161 | 23.95 | 24.05 | 23.95 | 24.05 | 0.05 | 180 | 0.053088 | 1171.4127 | 0.0031094
2017-07-08 16:00 | 18651.5 | 136.0625 | 24.0298 | 26.5 | 0 | 3137.7731 | 833027.0814 | 1051885.9372 | 0 | 812358.6923 | 239527.2449 | 23.95 | 24.05 | 23.95 | 24.05 | 0.125 | 450 | 0.05722 | 1168.7622 | 0.0083606
2017-07-08 16:15 | 18653.5 | 136.3125 | 24.0231 | 26.5 | 0 | 3172.9537 | 943613.4829 | 1061662.7834 | 0 | 820435.6144 | 241227.169 | 23.95 | 24.05 | 23.95 | 24.05 | 0.125 | 450 | 0.061547 | 1179.6253 | 0.0090687
2017-07-08 16:30 | 18655.5 | 136.5625 | 24.0233 | 26.5 | 0 | 3188.0755 | 1054199.8844 | 1072901.6047 | 0 | 829820.6242 | 243080.9805 | 23.95 | 24.05 | 23.95 | 24.05 | 0.125 | 450 | 0.065875 | 1192.1129 | 0.0098165
2017-07-08 16:45 | 18657.5 | 136.8125 | 24.0236 | 26.5 | 0 | 3176.8325 | 1054199.8844 | 1068891.3095 | 0 | 826323.736 | 242567.5736 | 23.95 | 24.05 | 23.95 | 24.05 | 0.125 | 450 | 0.070203 | 1187.657 | 0.010424
2017-07-08 17:00 | 18661 | 137.1 | 24.0348 | 26.38 | 0 | 3218.9486 | 1054199.8844 | 1058526.9786 | 0 | 817460.3556 | 241066.623 | 23.95 | 24.05 | 23.95 | 24.05 | 0.05 | 180 | 0.07453 | 1176.1411 | 0.0043829
2017-07-08 17:15 | 18666 | 137.35 | 24.0391 | 26.23 | 0 | 3248.1836 | 1274986.8621 | 1063785.4889 | 0 | 821629.7059 | 242155.783 | 23.95 | 24.05 | 23.95 | 24.05 | 0.05 | 180 | 0.076923 | 1181.9839 | 0.0045461
2017-07-08 17:30 | 18670.5 | 137.5938 | 24.0385 | 26.0875 | 0 | 3233.1767 | 1330183.6065 | 1062446.305 | 0 | 820218.8466 | 242227.4585 | 23.95 | 24.05 | 23.95 | 24.05 | 0.0625 | 225 | 0.079315 | 1180.4959 | 0.0058523
2017-07-08 17:45 | 18674.5 | 137.8438 | 24.0393 | 25.9375 | 0 | 3211.2878 | 1330183.6065 | 1053746.6895 | 0 | 812609.3401 | 241137.3494 | 23.95 | 24.05 | 23.95 | 24.05 | 0.0625 | 225 | 0.081707 | 1170.8297 | 0.0059801
2017-07-08 18:00 | 18678.5 | 138.0938 | 24.0398 | 25.825 | 0 | 3254.6182 | 1330183.6065 | 1043018.9478 | 0 | 803301.6265 | 239717.3213 | 23.95 | 24.05 | 23.95 | 24.05 | 0.0625 | 225 | 0.0841 | 1158.9099 | 0.0060926
2017-07-08 18:15 | 18682.5 | 138.3438 | 24.0402 | 25.725 | 0 | 3237.2086 | 1396857.2413 | 1052402.3205 | 0 | 811060.556 | 241341.7645 | 23.95 | 24.05 | 23.95 | 24.05 | 0.0625 | 225 | 0.089485 | 1169.3359 | 0.0065382
2017-07-08 18:30 | 18686.5 | 138.5938 | 24.0408 | 25.625 | 0 | 3142.8484 | 1419081.7863 | 1049356.6619 | 0 | 808421.7539 | 240934.908 | 23.95 | 24.05 | 23.95 | 24.05 | 0.0625 | 225 | 0.09487 | 1165.9518 | 0.0069144
2017-07-08 18:45 | 18690.5 | 138.8438 | 24.0415 | 25.525 | 0 | 3021.4564 | 1419081.7863 | 1027954.6651 | 0 | 790350.643 | 237604.0221 | 23.95 | 24.05 | 23.95 | 24.05 | 0.0625 | 225 | 0.10025 | 1142.1719 | 0.0071597
2017-07-08 19:00 | 18694.5 | 139.0938 | 24.0423 | 25.2375 | 0 | 2884.612 | 1419081.7863 | 1000386.4019 | 0 | 767110.5757 | 233275.8262 | 23.95 | 24.05 | 23.95 | 24.05 | 0.0625 | 225 | 0.10564 | 1111.5404 | 0.0073424
2017-07-08 19:15 | 18698.5 | 139.3438 | 24.0428 | 24.8875 | 0 | 2724.9909 | 1398902.0723 | 965245.3489 | 0 | 737215.0992 | 228030.2497 | 23.95 | 24.05 | 23.95 | 24.05 | 0.0625 | 225 | 0.11048 | 1072.4948 | 0.00741
2017-07-08 19:30 | 18702.5 | 139.5938 | 24.0434 | 24.5375 | 0 | 2571.7866 | 1392175.501 | 921270.1937 | 0 | 699790.3074 | 221479.8863 | 23.95 | 24.05 | 23.95 | 24.05 | 0.0625 | 225 | 0.11531 | 1023.6335 | 0.0073834
2017-07-08 19:45 | 18706.5 | 139.8438 | 24.0442 | 24.1875 | 0 | 2404.0295 | 1392175.501 | 877825.3421 | 0 | 662835.2956 | 214990.0465 | 23.95 | 24.05 | 23.95 | 24.05 | 0.0625 | 225 | 0.12015 | 975.3615 | 0.00733
2017-07-08 20:00 | 18710.5 | 140.0938 | 24.0451 | 23.6875 | 0 | 2234.4294 | 1392175.501 | 829825.0112 | 0 | 622092.1276 | 207732.8836 | 23.95 | 24.05 | 23.95 | 24.05 | 0.0625 | 225 | 0.12498 | 922.0278 | 0.0072094
2017-07-08 20:15 | 18714.5 | 140.3438 | 24.046 | 23.1375 | 0 | 2049.2817 | 1381240.1333 | 778913.2053 | 0 | 578783.3442 | 200129.8611 | 23.95 | 24.05 | 23.95 | 24.05 | 0.0625 | 225 | 0.12518 | 865.4591 | 0.0067783
2017-07-08 20:30 | 18718.5 | 140.5938 | 24.0467 | 22.5875 | 0 | 1903.776 | 1377595.0107 | 722374.3506 | 0 | 530770.004 | 191604.3466 | 23.95 | 24.05 | 23.95 | 24.05 | 0.0625 | 225 | 0.12537 | 802.6382 | 0.0062976
2017-07-08 20:45 | 18722 | 140.8333 | 24.0466 | 22.0833 | 0 | 1796.9156 | 1377595.0107 | 680282.9525 | 0 | 495003.578 | 185279.3745 | 23.95 | 24.05 | 23.95 | 24.05 | 0.083333 | 300 | 0.12557 | 755.8699 | 0.0079092
2017-07-08 21:00 | 18725 | 141.0833 | 24.047 | 21.6167 | 0 | 1688.834 | 1377595.0107 | 642649.4255 | 0 | 462999.132 | 179650.2934 | 23.95 | 24.05 | 23.95 | 24.05 | 0.083333 | 300 | 0.12576 | 714.0549 | 0.0074833
2017-07-08 21:15 | 18728 | 141.3333 | 24.0476 | 21.1917 | 0 | 1589.447 | 1301960.6145 | 608153.7094 | 0 | 433751.8068 | 174401.9025 | 23.95 | 24.05 | 23.95 | 24.05 | 0.083333 | 300 | 0.12368 | 675.7263 | 0.0069645
2017-07-08 21:30 | 18731 | 141.5833 | 24.048 | 20.7667 | 0 | 1500.7452 | 1264143.4163 | 577649.1856 | 0 | 407967.404 | 169681.7816 | 23.95 | 24.05 | 23.95 | 24.05 | 0.083333 | 300 | 0.1216 | 641.8324 | 0.0065039
2017-07-08 21:45 | 18734 | 141.8333 | 24.0484 | 20.3417 | 0 | 1418.6311 | 1264143.4163 | 551711.0969 | 0 | 386217.7221 | 165493.3748 | 23.95 | 24.05 | 23.95 | 24.05 | 0.083333 | 300 | 0.11952 | 613.0123 | 0.0061056
2017-07-08 22:00 | 18737 | 142.0833 | 24.0488 | 20.1 | 0 | 1301.4252 | 1264143.4163 | 528206.8261 | 0 | 366593.9546 | 161612.8716 | 23.95 | 24.05 | 23.95 | 24.05 | 0.083333 | 300 | 0.11744 | 586.8965 | 0.0057438
2017-07-08 22:15 | 18739.5 | 142.3125 | 24.0488 | 19.975 | 0 | 1213.5905 | 1136806.2086 | 501259.2136 | 0 | 344079.6532 | 157179.5604 | 23.95 | 24.05 | 23.95 | 24.05 | 0.125 | 450 | 0.11349 | 556.9547 | 0.0079214
2017-07-08 22:30 | 18741.5 | 142.5625 | 24.0488 | 19.825 | 0 | 1132.4271 | 1009469.0009 | 469572.4333 | 0 | 317596.1867 | 151976.2465 | 23.95 | 24.05 | 23.95 | 24.05 | 0.125 | 450 | 0.10954 | 521.7471 | 0.0071566
2017-07-08 22:45 | 18743.5 | 142.8125 | 24.0491 | 19.675 | 0 | 1060.3908 | 1009469.0009 | 445993.5266 | 0 | 297884.688 | 148108.8386 | 23.95 | 24.05 | 23.95 | 24.05 | 0.125 | 450 | 0.10559 | 495.5484 | 0.0065515
2017-07-08 23:00 | 18745.5 | 143.0625 | 24.0493 | 19.45 | 0 | 964.5924 | 1009469.0009 | 424507.1662 | 0 | 279920.6082 | 144586.5581 | 23.95 | 24.05 | 23.95 | 24.05 | 0.125 | 450 | 0.10164 | 471.6746 | 0.0060023
2017-07-08 23:15 | 18749.5 | 143.3542 | 22.7867 | 19.05 | 0 | 3411.5457 | 824686.716 | 383219.1669 | 0 | 245387.1026 | 137832.0644 | 21.7545 | 21.8545 | 21.7545 | 21.8545 | 0.041667 | 150 | 0.10083 | 425.7991 | 0.0017947
2017-07-08 23:30 | 18755 | 143.6 | 23.4491 | 18.76 | 1604.0711 | 1361.8412 | 787730.259 | 1058231.4947 | 0 | 809140.4379 | 249091.0568 | 23.4231 | 23.5231 | 23.4231 | 23.5231 | 0.05 | 180 | 0.10003 | 1175.8128 | 0.0058805
2017-07-08 23:45 | 18760.5 | 143.8542 | 25.2686 | 18.45 | 1508.6221 | 364.6486 | 787730.259 | 796821.5504 | 296288.0764 | 316294.0214 | 184239.4527 | 25.2744 | 25.3744 | 25.2744 | 25.3744 | 0.041667 | 150 | 0.099218 | 885.3573 | 0.0037394
2017-07-09 | 18764 | 144 | 25.5437 | 18.4 | 203.4864 | 0 | 787730.259 | 710479.2391 | 355545.6916 | 189277.9944 | 165655.5531 | 25.5393 | 25.6393 | 25.5393 | 25.6393 | 0.25 | 900 | 0.099218 | 789.4214 | 0.019581

## Details_2025-08-05
datetime | Unnamed: 0 | sim_time | Zone Air Temperature,LIVING_UNIT1 | Site Outdoor Air Drybulb Temperature,ENVIRONMENT | Zone Air System Sensible Heating Rate,LIVING_UNIT1 | Zone Air System Sensible Cooling Rate,LIVING_UNIT1 | Electricity:Building | Electricity:HVAC | Heating:Electricity | Cooling:Electricity | Fans:Electricity | Zone Thermostat Heating Setpoint Temperature,LIVING_UNIT1 | Zone Thermostat Cooling Setpoint Temperature,LIVING_UNIT1 | Zone Temperature Control,Heating Setpoint,LIVING_UNIT1 | Zone Temperature Control,Cooling Setpoint,LIVING_UNIT1 | dt_hours | dt_seconds | current_price | P_total_W | step_cost_real
2017-08-05 | 21493 | 120 | 24.0473 | 20.3 | 0 | 760.6769 | 787730.259 | 359356.3457 | 0 | 0 | 0 | 23.9486 | 24.0486 | 23.9486 | 24.0486 | 0.25 | 900 | 0.01414 | 0 | 0
2017-08-05 00:15 | 21494 | 120.25 | 24.0478 | 20.35 | 0 | 681.4409 | 787730.259 | 342598.4889 | 0 | 211517.5914 | 131080.8975 | 23.9495 | 24.0495 | 23.9495 | 24.0495 | 0.25 | 900 | 0.013455 | 380.665 | 0.0012805
2017-08-05 00:30 | 21495 | 120.5 | 24.0476 | 20.4 | 0 | 629.671 | 613262.9701 | 319455.3572 | 0 | 192175.9452 | 127279.412 | 23.9494 | 24.0494 | 23.9494 | 24.0494 | 0.25 | 900 | 0.01277 | 354.9504 | 0.0011332
2017-08-05 00:45 | 21496 | 120.75 | 24.0476 | 20.45 | 0 | 584.5994 | 613262.9701 | 304854.5783 | 0 | 179982.0218 | 124872.5565 | 23.9494 | 24.0494 | 23.9494 | 24.0494 | 0.25 | 900 | 0.012085 | 338.7273 | 0.0010234
2017-08-05 01:00 | 21497 | 121 | 24.048 | 20.5 | 0 | 546.0306 | 613262.9701 | 292095.4979 | 0 | 169323.734 | 122771.7639 | 23.9494 | 24.0494 | 23.9494 | 24.0494 | 0.25 | 900 | 0.0114 | 324.5506 | 0.00092497
2017-08-05 01:15 | 21498 | 121.25 | 24.04 | 20.5 | 0 | 504.9221 | 613262.9701 | 281058.7192 | 0 | 160101.766 | 120956.9532 | 23.9455 | 24.0455 | 23.9455 | 24.0455 | 0.25 | 900 | 0.011492 | 312.2875 | 0.00089724
2017-08-05 01:30 | 21499 | 121.5 | 23.8866 | 20.5 | 0 | 713.5548 | 562337.4017 | 268911.6381 | 0 | 149944.0722 | 118967.5658 | 23.7827 | 23.8827 | 23.7827 | 23.8827 | 0.25 | 900 | 0.011585 | 298.7907 | 0.00086537
2017-08-05 01:45 | 21500 | 121.75 | 23.7382 | 20.5 | 0 | 665.6952 | 562337.4017 | 344262.2363 | 0 | 213122.0864 | 131140.1498 | 23.6351 | 23.7351 | 23.6351 | 23.7351 | 0.25 | 900 | 0.011678 | 382.5136 | 0.0011167
2017-08-05 02:00 | 21501 | 122 | 23.6024 | 20.5 | 0 | 735.2311 | 562337.4017 | 331470.2557 | 0 | 202396.5568 | 129073.6989 | 23.4979 | 23.5979 | 23.4979 | 23.5979 | 0.25 | 900 | 0.01177 | 368.3003 | 0.0010837
2017-08-05 02:15 | 21502 | 122.25 | 23.4725 | 20.35 | 0 | 771.5769 | 562337.4017 | 357725.5973 | 0 | 224393.5957 | 133332.0016 | 23.3681 | 23.4681 | 23.3681 | 23.4681 | 0.25 | 900 | 0.013277 | 397.4729 | 0.0013194
2017-08-05 02:30 | 21503 | 122.5 | 23.2751 | 20.2 | 0 | 928.5286 | 545753.3182 | 372092.9323 | 0 | 236420.3575 | 135672.5748 | 23.1659 | 23.2659 | 23.1659 | 23.2659 | 0.25 | 900 | 0.014785 | 413.4366 | 0.0015282
2017-08-05 02:45 | 21504.5 | 122.8125 | 22.8462 | 19.975 | 0 | 1393.3887 | 545753.3182 | 460676.6328 | 0 | 310624.1679 | 150052.4649 | 22.7298 | 22.8298 | 22.7298 | 22.8298 | 0.125 | 450 | 0.016293 | 511.8629 | 0.0010379
2017-08-05 03:00 | 21506.5 | 123.0625 | 22.4903 | 19.9375 | 0 | 1456.0946 | 545753.3182 | 511338.2138 | 0 | 353002.0545 | 158336.1593 | 22.3784 | 22.4784 | 22.3784 | 22.4784 | 0.125 | 450 | 0.0178 | 568.1536 | 0.0012608
2017-08-05 03:15 | 21508 | 123.25 | 22.2915 | 19.975 | 0 | 861.9347 | 545753.3182 | 531766.1687 | 0 | 370062.647 | 161703.5216 | 22.1925 | 22.2925 | 22.1925 | 22.2925 | 0.25 | 900 | 0.023447 | 590.8513 | 0.0034635
2017-08-05 03:30 | 21509 | 123.5 | 22.4439 | 20.05 | 0 | 713.006 | 533363.667 | 649612.5829 | 0 | 468601.2778 | 181011.3051 | 22.3542 | 22.4542 | 22.3542 | 22.4542 | 0.25 | 900 | 0.029095 | 721.7918 | 0.0052501
2017-08-05 03:45 | 21510 | 123.75 | 22.213 | 20.125 | 0 | 1563.1265 | 533363.667 | 358885.653 | 0 | 225067.4512 | 133818.2019 | 22.0927 | 22.1927 | 22.0927 | 22.1927 | 0.25 | 900 | 0.034743 | 398.7618 | 0.0034635
2017-08-05 04:00 | 21514 | 124.1071 | 23.5768 | 19.9 | 1660.3708 | 398.5624 | 533363.667 | 550536.9401 | 0 | 385422.5369 | 165114.4032 | 23.6622 | 23.7622 | 23.6622 | 23.7622 | 0.035714 | 128.5714 | 0.04039 | 611.7077 | 0.00088036
2017-08-05 04:15 | 21518.5 | 124.3125 | 24.0012 | 19.675 | 248.442 | 141.5558 | 550176.6541 | 558845.5699 | 190035.5312 | 216267.1577 | 152542.8811 | 23.9499 | 24.0499 | 23.9499 | 24.0499 | 0.125 | 450 | 0.03859 | 620.9395 | 0.0029855
2017-08-05 04:30 | 21520 | 124.5 | 23.9511 | 19.5 | 29.9942 | 0 | 566989.6412 | 586110.1121 | 380071.0624 | 62998.0203 | 143041.0294 | 23.9498 | 24.0498 | 23.9498 | 24.0498 | 0.25 | 900 | 0.03679 | 651.2335 | 0.0059897
2017-08-05 04:45 | 21521 | 124.75 | 23.9689 | 19.15 | 342.3636 | 0 | 566989.6412 | 141502.015 | 2042.7062 | 41258.9386 | 98200.3702 | 23.9498 | 24.0498 | 23.9498 | 24.0498 | 0.25 | 900 | 0.03499 | 157.2245 | 0.0013753
2017-08-05 05:00 | 21523 | 125.0833 | 23.1117 | 18.65 | 255.9525 | 1193.5151 | 566989.6412 | 180651.8407 | 27138.3701 | 50798.5038 | 102714.9668 | 23.0154 | 23.1154 | 23.0154 | 23.1154 | 0.083333 | 300 | 0.03319 | 200.7243 | 0.00055517
2017-08-05 05:15 | 21526 | 125.3333 | 22.2827 | 18.425 | 0 | 1651.8378 | 653039.4821 | 453480.7518 | 40230.6247 | 265590.0054 | 147660.1218 | 22.0543 | 22.1543 | 22.0543 | 22.1543 | 0.083333 | 300 | 0.03496 | 503.8675 | 0.0014679
2017-08-05 05:30 | 21531 | 125.6071 | 23.5206 | 18.1571 | 1817.9536 | 467.9105 | 696064.4026 | 736698.4351 | 8620.8481 | 526390.3695 | 201687.2175 | 23.6327 | 23.7327 | 23.6327 | 23.7327 | 0.035714 | 128.5714 | 0.03673 | 818.5538 | 0.0010761
2017-08-05 05:45 | 21535.5 | 125.8125 | 23.9991 | 18.0125 | 209.5956 | 200.0665 | 696064.4026 | 724626.9159 | 216202.5156 | 322648.2691 | 185776.1312 | 23.9499 | 24.0499 | 23.9499 | 24.0499 | 0.125 | 450 | 0.0385 | 805.141 | 0.0038878
2017-08-05 06:00 | 21537 | 126 | 23.9945 | 17.9 | 0 | 2.2592 | 696064.4026 | 688069.8912 | 432405.0312 | 91222.1288 | 164442.7312 | 23.9499 | 24.0499 | 23.9499 | 24.0499 | 0.25 | 900 | 0.04027 | 764.5221 | 0.0076968
2017-08-05 06:15 | 21538 | 126.25 | 23.953 | 18.225 | 42.8225 | 0 | 696064.4026 | 167435.6449 | 0 | 56776.3862 | 110659.2586 | 23.9499 | 24.0499 | 23.9499 | 24.0499 | 0.25 | 900 | 0.040565 | 186.0396 | 0.0018867
2017-08-05 06:30 | 21539 | 126.5 | 24.0531 | 18.55 | 0 | 19.3791 | 832563.7912 | 111331.2847 | 10479.4798 | 0 | 100851.8049 | 23.9499 | 24.0499 | 23.9499 | 24.0499 | 0.25 | 900 | 0.04086 | 123.7014 | 0.0012636
2017-08-05 06:45 | 21540 | 126.75 | 24.0545 | 18.875 | 0 | 448.0142 | 832563.7912 | 106347.2667 | 0 | 5567.1649 | 100780.1019 | 23.9499 | 24.0499 | 23.9499 | 24.0499 | 0.25 | 900 | 0.041155 | 118.1636 | 0.0012158
2017-08-05 07:00 | 21541.5 | 127.0625 | 24.0516 | 19.325 | 0 | 530.4825 | 832563.7912 | 267271.6403 | 0 | 141922.6691 | 125348.9712 | 23.9499 | 24.0499 | 23.9499 | 24.0499 | 0.125 | 450 | 0.04145 | 296.9685 | 0.0015374
2017-08-05 07:15 | 21543 | 127.25 | 24.0496 | 19.45 | 0 | 583.6426 | 832563.7912 | 270540.0375 | 0 | 145972.4045 | 124567.6331 | 23.9499 | 24.0499 | 23.9499 | 24.0499 | 0.25 | 900 | 0.039773 | 300.6 | 0.0029889
2017-08-05 07:30 | 21544.5 | 127.5625 | 23.7815 | 19.825 | 0 | 1544.5251 | 917156.0991 | 340328.2466 | 0 | 210189.373 | 130138.8736 | 23.6645 | 23.7645 | 23.6645 | 23.7645 | 0.125 | 450 | 0.038095 | 378.1425 | 0.0017909
2017-08-05 07:45 | 21546.5 | 127.8125 | 23.2977 | 20.075 | 0 | 1610.2863 | 917156.0991 | 496503.562 | 0 | 341316.5821 | 155186.9799 | 23.1806 | 23.2806 | 23.1806 | 23.2806 | 0.125 | 450 | 0.036417 | 551.6706 | 0.0024679
2017-08-05 08:00 | 21548 | 128 | 23.0779 | 20.2 | 0 | 1246.5237 | 917156.0991 | 625123.3973 | 0 | 449297.2775 | 175826.1198 | 22.9784 | 23.0784 | 22.9784 | 23.0784 | 0.25 | 900 | 0.03474 | 694.5816 | 0.0060324
2017-08-05 08:15 | 21549 | 128.25 | 22.838 | 20.525 | 0 | 1921.2784 | 917156.0991 | 815032.9234 | 0 | 608391.6146 | 206641.3087 | 22.7164 | 22.8164 | 22.7164 | 22.8164 | 0.25 | 900 | 0.026472 | 905.5921 | 0.0059933
2017-08-05 08:30 | 21550 | 128.5 | 22.7473 | 20.85 | 0 | 1871.6691 | 802160.3193 | 805388.7651 | 0 | 599974.4624 | 205414.3028 | 22.6428 | 22.7428 | 22.6428 | 22.7428 | 0.25 | 900 | 0.018205 | 894.8764 | 0.0040728
2017-08-05 08:45 | 21551.5 | 128.8125 | 22.9838 | 21.3375 | 0 | 1249.2311 | 802160.3193 | 728107.2308 | 0 | 534784.8414 | 193322.3894 | 22.8959 | 22.9959 | 22.8959 | 22.9959 | 0.125 | 450 | 0.0099375 | 809.008 | 0.0010094
2017-08-05 09:00 | 21553.5 | 129.0625 | 23.3419 | 21.5125 | 10.5302 | 927.7464 | 802160.3193 | 626777.1745 | 0 | 449858.8966 | 176918.2779 | 23.2671 | 23.3671 | 23.2671 | 23.3671 | 0.125 | 450 | 0.00167 | 696.4191 | 0.00014619
2017-08-05 09:15 | 21555.5 | 129.3125 | 23.7705 | 21.5375 | 85.0652 | 772.4766 | 778840.1775 | 467891.7278 | 0 | 316832.7002 | 151059.0276 | 23.7231 | 23.8231 | 23.7231 | 23.8231 | 0.125 | 450 | 0.000615 | 519.8797 | 4.0572e-05
2017-08-05 09:30 | 21559 | 129.6 | 22.9958 | 21.57 | 0 | 3015.2999 | 755520.0357 | 303657.6549 | 14631.0177 | 165663.7479 | 123362.8893 | 22.15 | 22.25 | 22.15 | 22.25 | 0.05 | 180 | -0.00044 | 337.3974 | -7.4227e-06
2017-08-05 09:45 | 21563 | 129.8333 | 21.9144 | 21.5917 | 0 | 3038.4699 | 755520.0357 | 901122.8501 | 6096.2574 | 674388.9563 | 220637.6364 | 21.7 | 21.8 | 21.7 | 21.8 | 0.083333 | 300 | -0.001495 | 1001.2476 | -0.00012474
2017-08-05 10:00 | 21565 | 130 | 21.7957 | 21.6 | 0 | 2771.0253 | 755520.0357 | 1207071.2385 | 0 | 936494.0997 | 270577.1388 | 21.7 | 21.8 | 21.7 | 21.8 | 0.25 | 900 | -0.00255 | 1341.1903 | -0.00085501
2017-08-05 10:15 | 21566 | 130.25 | 21.7894 | 21.9 | 0 | 2801.8266 | 755520.0357 | 1201245.463 | 0 | 930540.0965 | 270705.3665 | 21.7001 | 21.8001 | 21.7001 | 21.8001 | 0.25 | 900 | -0.0035575 | 1334.7172 | -0.0011871
2017-08-05 10:30 | 21567 | 130.5 | 21.7889 | 22.2 | 0 | 2748.2826 | 771370.9002 | 1047862.0386 | 0 | 801673.3315 | 246188.707 | 21.7009 | 21.8009 | 21.7009 | 21.8009 | 0.25 | 900 | -0.004565 | 1164.2912 | -0.0013287
2017-08-05 10:45 | 21568 | 130.75 | 21.7883 | 22.5 | 0 | 2619.7103 | 771370.9002 | 1022424.1185 | 0 | 780510.9593 | 241913.1592 | 21.7017 | 21.8017 | 21.7017 | 21.8017 | 0.25 | 900 | -0.0055725 | 1136.0268 | -0.0015826
2017-08-05 11:00 | 21569 | 131 | 21.7888 | 22.8 | 0 | 2494.8906 | 771370.9002 | 968001.5778 | 0 | 734904.0182 | 233097.5596 | 21.7026 | 21.8026 | 21.7026 | 21.8026 | 0.25 | 900 | -0.00658 | 1075.5573 | -0.0017693
2017-08-05 11:15 | 21570.5 | 131.3125 | 21.7925 | 23.325 | 0 | 2373.3167 | 778056.2848 | 907328.8043 | 0 | 684311.2983 | 223017.506 | 21.704 | 21.804 | 21.704 | 21.804 | 0.125 | 450 | -0.008485 | 1008.1431 | -0.0010704
2017-08-05 11:30 | 21572.5 | 131.5625 | 21.7949 | 23.675 | 0 | 2311.0006 | 784741.6695 | 881603.5438 | 0 | 663033.9198 | 218569.6241 | 21.7052 | 21.8052 | 21.7052 | 21.8052 | 0.125 | 450 | -0.01039 | 979.5595 | -0.0012733
2017-08-05 11:45 | 21574.5 | 131.8125 | 21.7959 | 24.025 | 0 | 2252.8963 | 784741.6695 | 862497.802 | 0 | 647370.3673 | 215127.4347 | 21.7064 | 21.8064 | 21.7064 | 21.8064 | 0.125 | 450 | -0.012295 | 958.3309 | -0.0014737
2017-08-05 12:00 | 21576 | 132 | 21.7964 | 24.2 | 0 | 2228.7336 | 784741.6695 | 855032.9212 | 0 | 641311.1168 | 213721.8044 | 21.707 | 21.807 | 21.707 | 21.807 | 0.25 | 900 | -0.0142 | 950.0366 | -0.0033726
2017-08-05 12:15 | 21577 | 132.25 | 21.7939 | 24.475 | 0 | 2175.8532 | 784741.6695 | 843875.325 | 0 | 632372.489 | 211502.836 | 21.7083 | 21.8083 | 21.7083 | 21.8083 | 0.25 | 900 | -0.019475 | 937.6392 | -0.0045651
2017-08-05 12:30 | 21578 | 132.5 | 21.7943 | 24.75 | 0 | 2123.6762 | 774510.3167 | 831971.574 | 0 | 622729.8571 | 209241.7168 | 21.7093 | 21.8093 | 21.7093 | 21.8093 | 0.25 | 900 | -0.02475 | 924.4129 | -0.0057198
2017-08-05 12:45 | 21579 | 132.75 | 21.795 | 25.025 | 0 | 2088.2864 | 774510.3167 | 820342.8785 | 0 | 613323.1909 | 207019.6876 | 21.7104 | 21.8104 | 21.7104 | 21.8104 | 0.25 | 900 | -0.030025 | 911.4921 | -0.0068419
2017-08-05 13:00 | 21580 | 133 | 21.7956 | 25.3 | 0 | 2070.3769 | 774510.3167 | 814119.2994 | 0 | 608456.6336 | 205662.6659 | 21.7116 | 21.8116 | 21.7116 | 21.8116 | 0.25 | 900 | -0.0353 | 904.577 | -0.0079829
2017-08-05 13:15 | 21581 | 133.25 | 21.795 | 25.4 | 0 | 2064.9612 | 774510.3167 | 813237.7604 | 0 | 608077.3163 | 205160.4441 | 21.7127 | 21.8127 | 21.7127 | 21.8127 | 0.25 | 900 | -0.032915 | 903.5975 | -0.0074355
2017-08-05 13:30 | 21582.5 | 133.5625 | 21.7977 | 25.55 | 0 | 2150.3066 | 761050.4743 | 814918.1751 | 0 | 609695.2683 | 205222.9068 | 21.7134 | 21.8134 | 21.7134 | 21.8134 | 0.125 | 450 | -0.03053 | 905.4646 | -0.0034552
2017-08-05 13:45 | 21585.5 | 133.8438 | 21.8042 | 25.675 | 0 | 2285.3148 | 761050.4743 | 856750.5987 | 0 | 645027.4255 | 211723.1732 | 21.714 | 21.814 | 21.714 | 21.814 | 0.0625 | 225 | -0.028145 | 951.9451 | -0.0016728
2017-08-05 14:00 | 21590.5 | 134.1042 | 21.8076 | 25.7417 | 0 | 2341.0392 | 761050.4743 | 884241.0265 | 0 | 668259.3302 | 215981.6963 | 21.7145 | 21.8145 | 21.7145 | 21.8145 | 0.041667 | 150 | -0.02576 | 982.49 | -0.0010552
2017-08-05 14:15 | 21597 | 134.3571 | 21.8088 | 25.7929 | 0 | 2392.9992 | 764962.8213 | 900230.8678 | 0 | 681744.1109 | 218486.7569 | 21.7148 | 21.8148 | 21.7148 | 21.8148 | 0.035714 | 128.5714 | -0.022995 | 1000.2565 | -0.00082159
2017-08-05 14:30 | 21603.5 | 134.6042 | 21.8082 | 25.8417 | 0 | 2431.3019 | 765614.8792 | 914275.081 | 0 | 693578.5278 | 220696.5531 | 21.715 | 21.815 | 21.715 | 21.815 | 0.041667 | 150 | -0.02023 | 1015.8612 | -0.00085673
2017-08-05 14:45 | 21609 | 134.85 | 21.8072 | 25.89 | 0 | 2459.9749 | 765614.8792 | 924592.7856 | 0 | 702276.7644 | 222316.0212 | 21.7152 | 21.8152 | 21.7152 | 21.8152 | 0.05 | 180 | -0.017465 | 1027.3253 | -0.00089711
2017-08-05 15:00 | 21613.5 | 135.0938 | 21.8058 | 25.8813 | 0 | 2489.5413 | 765614.8792 | 931721.467 | 0 | 708289.9899 | 223431.4771 | 21.7154 | 21.8154 | 21.7154 | 21.8154 | 0.0625 | 225 | -0.0147 | 1035.2461 | -0.00095102
2017-08-05 15:15 | 21616.5 | 135.3125 | 21.8025 | 25.8625 | 0 | 2414.8013 | 799320.9803 | 936403.0615 | 0 | 712180.0249 | 224223.0366 | 21.7154 | 21.8154 | 21.7154 | 21.8154 | 0.125 | 450 | -0.014563 | 1040.4478 | -0.0018935
2017-08-05 15:30 | 21619 | 135.5833 | 21.8027 | 25.8333 | 0 | 2278.8002 | 833027.0814 | 902874.8043 | 0 | 683856.2275 | 219018.5768 | 21.7153 | 21.8153 | 21.7153 | 21.8153 | 0.083333 | 300 | -0.014425 | 1003.1942 | -0.0012059
2017-08-05 15:45 | 21623.5 | 135.8542 | 21.8086 | 25.8042 | 0 | 2228.5141 | 833027.0814 | 864277.8007 | 0 | 651242.5363 | 213035.2644 | 21.7152 | 21.8152 | 21.7152 | 21.8152 | 0.041667 | 150 | -0.014287 | 960.3087 | -0.00057115
2017-08-05 16:00 | 21629.5 | 136.1042 | 21.8094 | 25.6542 | 0 | 2247.9186 | 833027.0814 | 845448.6121 | 0 | 635277.4176 | 210171.1944 | 21.715 | 21.815 | 21.715 | 21.815 | 0.041667 | 150 | -0.01415 | 939.3873 | -0.00055423
2017-08-05 16:15 | 21635 | 136.35 | 21.8082 | 25.485 | 0 | 2236.1188 | 1009965.3238 | 843301.4331 | 0 | 633174.0906 | 210127.3424 | 21.7144 | 21.8144 | 21.7144 | 21.8144 | 0.05 | 180 | -0.01104 | 937.0016 | -0.00051722
2017-08-05 16:30 | 21639.5 | 136.5938 | 21.8066 | 25.3188 | 0 | 2208.9457 | 1054199.8844 | 834686.0263 | 0 | 625640.3116 | 209045.7147 | 21.7136 | 21.8136 | 21.7136 | 21.8136 | 0.0625 | 225 | -0.00793 | 927.4289 | -0.00045976
2017-08-05 16:45 | 21642.5 | 136.8125 | 21.803 | 25.1875 | 0 | 2282.2191 | 1054199.8844 | 824744.9941 | 0 | 617071.5534 | 207673.4406 | 21.713 | 21.813 | 21.713 | 21.813 | 0.125 | 450 | -0.00482 | 916.3833 | -0.00055243
2017-08-05 17:00 | 21644 | 137 | 21.7995 | 25.1 | 0 | 2343.1257 | 1054199.8844 | 817742.8225 | 0 | 611047.4307 | 206695.3919 | 21.7126 | 21.8126 | 21.7126 | 21.8126 | 0.25 | 900 | -0.00171 | 908.6031 | -0.00038843
2017-08-05 17:15 | 21645.5 | 137.3125 | 21.7932 | 24.9125 | 0 | 2481.5258 | 1192191.7455 | 878838.6582 | 0 | 657833.2702 | 221005.3879 | 21.7116 | 21.8116 | 21.7116 | 21.8116 | 0.125 | 450 | -0.000955 | 976.4874 | -0.00011638
2017-08-05 17:30 | 21648 | 137.5833 | 21.7993 | 24.7667 | 0 | 2448.4446 | 1330183.6065 | 897678.4451 | 0 | 669281.7537 | 228396.6914 | 21.7109 | 21.8109 | 21.7109 | 21.8109 | 0.083333 | 300 | -0.0002 | 997.4205 | -1.6624e-05
2017-08-05 17:45 | 21653 | 137.8571 | 23.5357 | 24.6179 | 1410.64 | 721.782 | 1330183.6065 | 877261.5152 | 0 | 651914.971 | 225346.5442 | 23.6293 | 23.7293 | 23.6293 | 23.7293 | 0.035714 | 128.5714 | 0.000555 | 974.735 | 1.9316e-05
2017-08-05 18:00 | 21657.5 | 138.0625 | 24.0413 | 24.475 | 0 | 705.4759 | 1330183.6065 | 709867.4501 | 146818.7127 | 375335.7672 | 187712.9703 | 23.9493 | 24.0493 | 23.9493 | 24.0493 | 0.125 | 450 | 0.00131 | 788.7416 | 0.00013115
2017-08-05 18:15 | 21659.5 | 138.3125 | 24.0469 | 24.225 | 0 | 454.6172 | 1374632.6964 | 446016.936 | 146818.7127 | 154289.943 | 144908.2803 | 23.9498 | 24.0498 | 23.9498 | 24.0498 | 0.125 | 450 | 0.015548 | 495.5744 | 0.00097746
2017-08-05 18:30 | 21662 | 138.5833 | 24.0473 | 23.9333 | 0 | 660.3335 | 1419081.7863 | 317714.1857 | 0 | 183069.9041 | 134644.2816 | 23.95 | 24.05 | 23.95 | 24.05 | 0.083333 | 300 | 0.029785 | 353.0158 | 0.00087621
2017-08-05 18:45 | 21664.5 | 138.8125 | 24.0474 | 23.725 | 0 | 681.1098 | 1419081.7863 | 315805.1908 | 0 | 181473.6483 | 134331.5425 | 23.95 | 24.05 | 23.95 | 24.05 | 0.125 | 450 | 0.044022 | 350.8947 | 0.0019258
2017-08-05 19:00 | 21668 | 139.1 | 24.0485 | 23.48 | 0 | 683.1805 | 1419081.7863 | 324188.8933 | 0 | 193485.6795 | 130703.2137 | 23.95 | 24.05 | 23.95 | 24.05 | 0.05 | 180 | 0.05826 | 360.2099 | 0.0010493
2017-08-05 19:15 | 21672.5 | 139.3438 | 24.0487 | 23.3375 | 0 | 660.4054 | 1398902.0723 | 322737.6207 | 0 | 194933.1455 | 127804.4752 | 23.95 | 24.05 | 23.95 | 24.05 | 0.0625 | 225 | 0.063973 | 358.5974 | 0.0014338
2017-08-05 19:30 | 21676 | 139.5833 | 24.0485 | 23.2 | 0 | 641.3585 | 1392175.501 | 316303.5976 | 0 | 189990.849 | 126312.7486 | 23.95 | 24.05 | 23.95 | 24.05 | 0.083333 | 300 | 0.069685 | 351.4484 | 0.0020409
2017-08-05 19:45 | 21679 | 139.8333 | 24.0485 | 23.05 | 0 | 625.2404 | 1392175.501 | 309995.6763 | 0 | 184671.441 | 125324.2353 | 23.95 | 24.05 | 23.95 | 24.05 | 0.083333 | 300 | 0.075398 | 344.4396 | 0.0021642
2017-08-05 20:00 | 21681.5 | 140.0625 | 24.0484 | 22.8 | 0 | 607.4521 | 1392175.501 | 306296.7949 | 0 | 181552.4467 | 124744.3482 | 23.95 | 24.05 | 23.95 | 24.05 | 0.125 | 450 | 0.08111 | 340.3298 | 0.0034521
2017-08-05 20:15 | 21683.5 | 140.3125 | 24.0483 | 22.4 | 0 | 575.7816 | 1384885.2558 | 299719.4176 | 0 | 175976.8704 | 123742.5473 | 23.95 | 24.05 | 23.95 | 24.05 | 0.125 | 450 | 0.084135 | 333.0216 | 0.0035058
2017-08-05 20:30 | 21685.5 | 140.5625 | 24.0486 | 22 | 0 | 544.7188 | 1377595.0107 | 289040.0624 | 0 | 166921.742 | 122118.3204 | 23.95 | 24.05 | 23.95 | 24.05 | 0.125 | 450 | 0.08716 | 321.1556 | 0.003504
2017-08-05 20:45 | 21687.5 | 140.8125 | 24.0488 | 21.6 | 0 | 518.3216 | 1377595.0107 | 278020.7812 | 0 | 157592.9202 | 120427.8611 | 23.95 | 24.05 | 23.95 | 24.05 | 0.125 | 450 | 0.090185 | 308.912 | 0.0034864
2017-08-05 21:00 | 21689.5 | 141.0625 | 24.049 | 21.1625 | 0 | 492.3086 | 1377595.0107 | 268647.3679 | 0 | 149654.104 | 118993.264 | 23.95 | 24.05 | 23.95 | 24.05 | 0.125 | 450 | 0.09321 | 298.4971 | 0.0034818
2017-08-05 21:15 | 21691.5 | 141.3125 | 24.0492 | 20.6875 | 0 | 466.4829 | 1320869.2135 | 259224.6212 | 0 | 141695.0685 | 117529.5527 | 23.95 | 24.05 | 23.95 | 24.05 | 0.125 | 450 | 0.092497 | 288.0274 | 0.0033344
2017-08-05 21:30 | 21693.5 | 141.5625 | 24.0494 | 20.2125 | 0 | 440.3534 | 1264143.4163 | 249965.4756 | 0 | 133925.6213 | 116039.8543 | 23.95 | 24.05 | 23.95 | 24.05 | 0.125 | 450 | 0.091785 | 277.7394 | 0.0031903
2017-08-05 21:45 | 21695.5 | 141.8125 | 24.0496 | 19.7375 | 0 | 414.1985 | 1264143.4163 | 240873.7552 | 0 | 126331.3234 | 114542.4317 | 23.95 | 24.05 | 23.95 | 24.05 | 0.125 | 450 | 0.091073 | 267.6375 | 0.0030508
2017-08-05 22:00 | 21697 | 142 | 24.0497 | 19.5 | 0 | 401.4949 | 1264143.4163 | 236191.3585 | 0 | 122419.7017 | 113771.6569 | 23.95 | 24.05 | 23.95 | 24.05 | 0.25 | 900 | 0.09036 | 262.4348 | 0.0059284
2017-08-05 22:15 | 21698 | 142.25 | 24.0481 | 19.25 | 0 | 322.9521 | 1264143.4163 | 227309.2987 | 0 | 114999.3718 | 112309.927 | 23.95 | 24.05 | 23.95 | 24.05 | 0.25 | 900 | 0.0874 | 252.5659 | 0.0055186
2017-08-05 22:30 | 21699.5 | 142.5625 | 24.0492 | 18.875 | 0 | 267.2701 | 1009469.0009 | 194655.4075 | 0 | 87667.8772 | 106987.5303 | 23.9499 | 24.0499 | 23.9499 | 24.0499 | 0.125 | 450 | 0.08444 | 216.2838 | 0.0022882
2017-08-05 22:45 | 21701.5 | 142.8125 | 24.05 | 18.625 | 0 | 240.5675 | 1009469.0009 | 182831.0222 | 0 | 77772.8001 | 105058.222 | 23.9499 | 24.0499 | 23.9499 | 24.0499 | 0.125 | 450 | 0.08148 | 203.1456 | 0.0020728
2017-08-05 23:00 | 21703 | 143 | 24.05 | 18.5 | 0 | 225.5761 | 1009469.0009 | 177805.3786 | 0 | 73568.3639 | 104237.0147 | 23.9499 | 24.0499 | 23.9499 | 24.0499 | 0.25 | 900 | 0.07852 | 197.5615 | 0.0038781
2017-08-05 23:15 | 21704 | 143.25 | 24.0462 | 18.2 | 0 | 156.971 | 1009469.0009 | 167650.3989 | 0 | 65065.4754 | 102584.9236 | 23.9499 | 24.0499 | 23.9499 | 24.0499 | 0.25 | 900 | 0.078077 | 186.2782 | 0.003636
2017-08-05 23:30 | 21705 | 143.5 | 24.0457 | 17.9 | 0 | 109.3649 | 787730.259 | 143851.6568 | 0 | 45128.0612 | 98723.5956 | 23.95 | 24.05 | 23.95 | 24.05 | 0.25 | 900 | 0.077635 | 159.8352 | 0.0031022
2017-08-05 23:45 | 21707 | 143.8333 | 24.6698 | 17.4 | 1096.2271 | 505.642 | 787730.259 | 118854.4033 | 0 | 24182.9169 | 94671.4864 | 24.6016 | 24.7016 | 24.6016 | 24.7016 | 0.083333 | 300 | 0.077192 | 132.0604 | 0.00084951
2017-08-06 | 21709 | 144 | 24.9357 | 17.3 | 287.0555 | 0 | 787730.259 | 114925.8061 | 0 | 20891.0605 | 94034.7455 | 24.9274 | 25.0274 | 24.9274 | 25.0274 | 0.25 | 900 | 0.077192 | 127.6953 | 0.0024643

## Details_2025-09-24
datetime | Unnamed: 0 | sim_time | Zone Air Temperature,LIVING_UNIT1 | Site Outdoor Air Drybulb Temperature,ENVIRONMENT | Zone Air System Sensible Heating Rate,LIVING_UNIT1 | Zone Air System Sensible Cooling Rate,LIVING_UNIT1 | Electricity:Building | Electricity:HVAC | Heating:Electricity | Cooling:Electricity | Fans:Electricity | Zone Thermostat Heating Setpoint Temperature,LIVING_UNIT1 | Zone Thermostat Cooling Setpoint Temperature,LIVING_UNIT1 | Zone Temperature Control,Heating Setpoint,LIVING_UNIT1 | Zone Temperature Control,Cooling Setpoint,LIVING_UNIT1 | dt_hours | dt_seconds | current_price | P_total_W | step_cost_real
2017-09-24 | 23997 | 120 | 22.4008 | 12.2 | 0 | 35.9851 | 787730.259 | 90000 | 0 | 0 | 0 | 22.35 | 22.45 | 22.35 | 22.45 | 0.25 | 900 | 0.0734 | 0 | 0
2017-09-24 00:15 | 23998 | 120.25 | 22.246 | 12.075 | 0 | 101.5108 | 787730.259 | 90000 | 0 | 0 | 90000 | 22.1418 | 22.2418 | 22.1418 | 22.2418 | 0.25 | 900 | 0.072238 | 100 | 0.0018059
2017-09-24 00:30 | 23999 | 120.5 | 22.0405 | 11.95 | 0 | 155.5011 | 613262.9701 | 114876.8273 | 0 | 20810.7217 | 94066.1055 | 21.946 | 22.046 | 21.946 | 22.046 | 0.25 | 900 | 0.071075 | 127.6409 | 0.002268
2017-09-24 00:45 | 24000 | 120.75 | 21.8453 | 11.825 | 0 | 173.7028 | 613262.9701 | 135749.318 | 0 | 38262.7012 | 97486.6168 | 21.7505 | 21.8505 | 21.7505 | 21.8505 | 0.25 | 900 | 0.069913 | 150.8326 | 0.0026363
2017-09-24 01:00 | 24001 | 121 | 21.6436 | 11.7 | 0 | 252.3101 | 613262.9701 | 142710.668 | 0 | 44069.9744 | 98640.6937 | 21.5476 | 21.6476 | 21.5476 | 21.6476 | 0.25 | 900 | 0.06875 | 158.5674 | 0.0027254
2017-09-24 01:15 | 24002 | 121.25 | 21.4371 | 11.725 | 0 | 316.7467 | 613262.9701 | 171991.042 | 0 | 68524.1604 | 103466.8816 | 21.332 | 21.432 | 21.332 | 21.432 | 0.25 | 900 | 0.068698 | 191.1012 | 0.003282
2017-09-24 01:30 | 24003 | 121.5 | 21.2381 | 11.75 | 0 | 371.305 | 562337.4017 | 196183.2399 | 0 | 88702.4193 | 107480.8206 | 21.1326 | 21.2326 | 21.1326 | 21.2326 | 0.25 | 900 | 0.068645 | 217.9814 | 0.0037408
2017-09-24 01:45 | 24004 | 121.75 | 21.0525 | 11.775 | 0 | 418.0048 | 562337.4017 | 216219.4928 | 0 | 105386.4435 | 110833.0494 | 20.947 | 21.047 | 20.947 | 21.047 | 0.25 | 900 | 0.068593 | 240.2439 | 0.0041197
2017-09-24 02:00 | 24005 | 122 | 20.8808 | 11.8 | 0 | 453.9812 | 562337.4017 | 232881.95 | 0 | 119234.0251 | 113647.9249 | 20.7754 | 20.8754 | 20.7754 | 20.8754 | 0.25 | 900 | 0.06854 | 258.7577 | 0.0044338
2017-09-24 02:15 | 24006 | 122.25 | 20.7303 | 11.725 | 0 | 469.5913 | 562337.4017 | 245285.2511 | 0 | 129512.0837 | 115773.1674 | 20.6203 | 20.7203 | 20.6203 | 20.7203 | 0.25 | 900 | 0.070078 | 272.5392 | 0.0047747
2017-09-24 02:30 | 24007 | 122.5 | 20.5734 | 11.65 | 0 | 527.3658 | 545753.3182 | 249624.5919 | 0 | 133055.914 | 116568.6779 | 20.4627 | 20.5627 | 20.4627 | 20.5627 | 0.25 | 900 | 0.071615 | 277.3607 | 0.0049658
2017-09-24 02:45 | 24008 | 122.75 | 20.4195 | 11.575 | 0 | 552.2333 | 545753.3182 | 269027.5851 | 0 | 149147.2641 | 119880.321 | 20.3088 | 20.4088 | 20.3088 | 20.4088 | 0.25 | 900 | 0.073152 | 298.9195 | 0.0054667
2017-09-24 03:00 | 24009 | 123 | 20.2757 | 11.5 | 0 | 574.1983 | 545753.3182 | 276628.6054 | 0 | 155391.9761 | 121236.6292 | 20.1653 | 20.2653 | 20.1653 | 20.2653 | 0.25 | 900 | 0.07469 | 307.3651 | 0.0057393
2017-09-24 03:15 | 24010 | 123.25 | 20.1448 | 11.575 | 0 | 582.3131 | 545753.3182 | 282945.6707 | 0 | 160561.3164 | 122384.3544 | 20.0384 | 20.1384 | 20.0384 | 20.1384 | 0.25 | 900 | 0.07274 | 314.3841 | 0.0057171
2017-09-24 03:30 | 24011 | 123.5 | 20.067 | 11.65 | 0 | 506.4245 | 533363.667 | 284881.5925 | 0 | 162084.0625 | 122797.53 | 19.9636 | 20.0636 | 19.9636 | 20.0636 | 0.25 | 900 | 0.07079 | 316.5351 | 0.0056019
2017-09-24 03:45 | 24012 | 123.75 | 20.0504 | 11.725 | 0 | 406.8992 | 533363.667 | 257565.9646 | 0 | 139295.1723 | 118270.7923 | 19.95 | 20.05 | 19.95 | 20.05 | 0.25 | 900 | 0.06884 | 286.1844 | 0.0049252
2017-09-24 04:00 | 24013 | 124 | 20.0495 | 11.8 | 0 | 353.4524 | 533363.667 | 222212.6174 | 0 | 109863.9634 | 112348.654 | 19.95 | 20.05 | 19.95 | 20.05 | 0.25 | 900 | 0.06689 | 246.9029 | 0.0041288
2017-09-24 04:15 | 24014 | 124.25 | 20.0538 | 11.875 | 0 | 299.9108 | 533363.667 | 203487.8531 | 0 | 94282.3613 | 109205.4918 | 19.9541 | 20.0541 | 19.9541 | 20.0541 | 0.25 | 900 | 0.063473 | 226.0976 | 0.0035877
2017-09-24 04:30 | 24015 | 124.5 | 20.0699 | 11.95 | 0 | 201.2557 | 566989.6412 | 185183.6804 | 0 | 79064.7067 | 106118.9737 | 19.9735 | 20.0735 | 19.9735 | 20.0735 | 0.25 | 900 | 0.060055 | 205.7596 | 0.0030892
2017-09-24 04:45 | 24016 | 124.75 | 20.0986 | 12.025 | 0 | 127.61 | 566989.6412 | 151721.4195 | 0 | 51266.2568 | 100455.1627 | 20.0032 | 20.1032 | 20.0032 | 20.1032 | 0.25 | 900 | 0.056638 | 168.5794 | 0.002387
2017-09-24 05:00 | 24017 | 125 | 20.1353 | 12.1 | 0 | 63.932 | 566989.6412 | 126690.4749 | 0 | 30476.696 | 96213.7788 | 20.0401 | 20.1401 | 20.0401 | 20.1401 | 0.25 | 900 | 0.05322 | 140.7672 | 0.0018729
2017-09-24 05:15 | 24018 | 125.25 | 20.1931 | 12.15 | 0 | 38.5008 | 566989.6412 | 104988.335 | 0 | 12451.654 | 92536.6811 | 20.0825 | 20.1825 | 20.0825 | 20.1825 | 0.25 | 900 | 0.052875 | 116.6537 | 0.001542
2017-09-24 05:30 | 24019 | 125.5 | 20.2347 | 12.2 | 0 | 57.8634 | 696064.4026 | 96039.9236 | 0 | 5018.6892 | 91021.2343 | 20.1239 | 20.2239 | 20.1239 | 20.2239 | 0.25 | 900 | 0.05253 | 106.711 | 0.0014014
2017-09-24 05:45 | 24020 | 125.75 | 20.2767 | 12.25 | 0 | 64.6528 | 696064.4026 | 102923.4714 | 0 | 10741.0516 | 92182.4198 | 20.1653 | 20.2653 | 20.1653 | 20.2653 | 0.25 | 900 | 0.052185 | 114.3594 | 0.001492
2017-09-24 06:00 | 24021 | 126 | 20.3148 | 12.3 | 0 | 71.1376 | 696064.4026 | 105337.5315 | 0 | 12750.3459 | 92587.1856 | 20.2076 | 20.3076 | 20.2076 | 20.3076 | 0.25 | 900 | 0.05184 | 117.0417 | 0.0015169
2017-09-24 06:15 | 24022 | 126.25 | 20.3436 | 12.2 | 0 | 67.7604 | 696064.4026 | 107709.4339 | 0 | 14725.295 | 92984.1388 | 20.2514 | 20.3514 | 20.2514 | 20.3514 | 0.25 | 900 | 0.060443 | 119.6771 | 0.0018084
2017-09-24 06:30 | 24023 | 126.5 | 20.354 | 12.1 | 0 | 66.8015 | 832563.7912 | 106302.2097 | 0 | 13557.9419 | 92744.2678 | 20.2613 | 20.3613 | 20.2613 | 20.3613 | 0.25 | 900 | 0.069045 | 118.1136 | 0.0020388
2017-09-24 06:45 | 24024 | 126.75 | 20.3391 | 12 | 0 | 176.2797 | 832563.7912 | 105875.9943 | 0 | 13205.7469 | 92670.2474 | 20.2455 | 20.3455 | 20.2455 | 20.3455 | 0.25 | 900 | 0.077647 | 117.64 | 0.0022836
2017-09-24 07:00 | 24025 | 127 | 20.3051 | 11.9 | 0 | 286.9906 | 832563.7912 | 144283.2421 | 0 | 45158.644 | 99124.5981 | 20.2101 | 20.3101 | 20.2101 | 20.3101 | 0.25 | 900 | 0.08625 | 160.3147 | 0.0034568
2017-09-24 07:15 | 24026 | 127.25 | 20.2627 | 12.075 | 0 | 388.7197 | 832563.7912 | 182981.0339 | 0 | 77353.7168 | 105627.317 | 20.1601 | 20.2601 | 20.1601 | 20.2601 | 0.25 | 900 | 0.093955 | 203.3123 | 0.0047756
2017-09-24 07:30 | 24027 | 127.5 | 20.2636 | 12.25 | 0 | 380.3015 | 917156.0991 | 218847.9986 | 0 | 107183.8015 | 111664.1971 | 20.1626 | 20.2626 | 20.1626 | 20.2626 | 0.25 | 900 | 0.10166 | 243.1644 | 0.00618
2017-09-24 07:45 | 24028 | 127.75 | 20.3049 | 12.425 | 0 | 417.1473 | 917156.0991 | 215530.6682 | 0 | 104408.6981 | 111121.9701 | 20.2056 | 20.3056 | 20.2056 | 20.3056 | 0.25 | 900 | 0.10937 | 239.4785 | 0.0065476
2017-09-24 08:00 | 24029 | 128 | 20.378 | 12.6 | 0 | 438.0141 | 917156.0991 | 227226.7663 | 0 | 114123.3246 | 113103.4416 | 20.2801 | 20.3801 | 20.2801 | 20.3801 | 0.25 | 900 | 0.11707 | 252.4742 | 0.0073893
2017-09-24 08:15 | 24030 | 128.25 | 20.4807 | 12.725 | 0 | 281.629 | 917156.0991 | 233162.1695 | 0 | 119050.6334 | 114111.5361 | 20.3811 | 20.4811 | 20.3811 | 20.4811 | 0.25 | 900 | 0.10799 | 259.0691 | 0.0069942
2017-09-24 08:30 | 24031 | 128.5 | 20.5932 | 12.85 | 0 | 326.4835 | 802160.3193 | 179353.1986 | 0 | 74302.2881 | 105050.9105 | 20.4941 | 20.5941 | 20.4941 | 20.5941 | 0.25 | 900 | 0.09891 | 199.2813 | 0.0049277
2017-09-24 08:45 | 24032 | 128.75 | 20.7201 | 12.975 | 0 | 344.2679 | 802160.3193 | 193522.7525 | 0 | 86086.5381 | 107436.2144 | 20.6216 | 20.7216 | 20.6216 | 20.7216 | 0.25 | 900 | 0.08983 | 215.0253 | 0.0048289
2017-09-24 09:00 | 24033 | 129 | 20.8638 | 13.1 | 0 | 361.281 | 802160.3193 | 198331.1184 | 0 | 90087.7574 | 108243.361 | 20.766 | 20.866 | 20.766 | 20.866 | 0.25 | 900 | 0.08075 | 220.3679 | 0.0044487
2017-09-24 09:15 | 24034.5 | 129.3125 | 21.1246 | 13.625 | 0 | 165.7519 | 778840.1775 | 194341.2705 | 0 | 86776.537 | 107564.7335 | 21.0556 | 21.1556 | 21.0556 | 21.1556 | 0.125 | 450 | 0.076813 | 215.9347 | 0.0020792
2017-09-24 09:30 | 24036.5 | 129.5625 | 21.399 | 13.975 | 124.0579 | 260.6815 | 755520.0357 | 178915.5722 | 0 | 73964.1814 | 104951.3908 | 21.3509 | 21.4509 | 21.3509 | 21.4509 | 0.125 | 450 | 0.072875 | 198.7951 | 0.0018157
2017-09-24 09:45 | 24038.5 | 129.8125 | 21.7837 | 14.325 | 284.1212 | 174.8229 | 755520.0357 | 177862.4126 | 18135.0516 | 56305.4167 | 103421.9443 | 21.737 | 21.837 | 21.737 | 21.837 | 0.125 | 450 | 0.068937 | 197.6249 | 0.0016991
2017-09-24 10:00 | 24040.5 | 130.0625 | 22.2516 | 14.525 | 482.1203 | 145.7304 | 755520.0357 | 202969.4845 | 57813.2029 | 40456.0659 | 104700.2157 | 22.2056 | 22.3056 | 22.2056 | 22.3056 | 0.125 | 450 | 0.065 | 225.5216 | 0.0018209
2017-09-24 10:15 | 24042.5 | 130.3125 | 22.7192 | 14.575 | 500.4431 | 95.5343 | 763445.4679 | 243028.4442 | 105868.2685 | 29289.266 | 107870.9096 | 22.6715 | 22.7715 | 22.6715 | 22.7715 | 0.125 | 450 | 0.063245 | 270.0316 | 0.0021225
2017-09-24 10:30 | 24044 | 130.5 | 22.9354 | 14.6 | 0 | 23.441 | 771370.9002 | 264063.9884 | 132380.2344 | 22234.9326 | 109448.8214 | 22.8845 | 22.9845 | 22.8845 | 22.9845 | 0.25 | 900 | 0.06149 | 293.4044 | 0.0045104
2017-09-24 10:45 | 24045 | 130.75 | 23.1873 | 14.65 | 492.2807 | 0 | 771370.9002 | 242469.8221 | 136954.7889 | 0 | 105515.0332 | 23.19 | 23.29 | 23.19 | 23.29 | 0.25 | 900 | 0.059735 | 269.4109 | 0.0040233
2017-09-24 11:00 | 24046 | 131 | 23.3754 | 14.7 | 495.3238 | 0 | 771370.9002 | 245492.1014 | 139678.1421 | 0 | 105813.9593 | 23.3796 | 23.4796 | 23.3796 | 23.4796 | 0.25 | 900 | 0.05798 | 272.769 | 0.0039538
2017-09-24 11:15 | 24047.5 | 131.3125 | 23.5778 | 15.225 | 591.0844 | 0 | 778056.2848 | 236679.9639 | 131796.6342 | 0 | 104883.3297 | 23.5751 | 23.6751 | 23.5751 | 23.6751 | 0.125 | 450 | 0.05026 | 262.9777 | 0.0016564
2017-09-24 11:30 | 24049.5 | 131.5625 | 23.761 | 15.575 | 602.9966 | 0 | 784741.6695 | 230615.7901 | 126403.2429 | 0 | 104212.5473 | 23.7593 | 23.8593 | 23.7593 | 23.8593 | 0.125 | 450 | 0.04254 | 256.2398 | 0.0013614
2017-09-24 11:45 | 24051.5 | 131.8125 | 23.9067 | 15.925 | 497.4533 | 0 | 784741.6695 | 252641.97 | 146266.1962 | 0 | 106375.7739 | 23.904 | 24.004 | 23.904 | 24.004 | 0.125 | 450 | 0.03482 | 280.7133 | 0.0012157
2017-09-24 12:00 | 24053 | 132 | 23.9536 | 16.1 | 365.4318 | 0 | 784741.6695 | 271620.3725 | 163363.1026 | 0 | 108257.2699 | 23.95 | 24.05 | 23.95 | 24.05 | 0.25 | 900 | 0.0271 | 301.8004 | 0.0020447
2017-09-24 12:15 | 24054 | 132.25 | 23.9529 | 16.2 | 430.2001 | 0 | 784741.6695 | 261459.4126 | 154284.7951 | 0 | 107174.6174 | 23.95 | 24.05 | 23.95 | 24.05 | 0.25 | 900 | 0.02267 | 290.5105 | 0.0016465
2017-09-24 12:30 | 24055 | 132.5 | 23.9534 | 16.3 | 458.1099 | 0 | 774510.3167 | 228173.3181 | 115608.0656 | 0 | 112565.2526 | 23.95 | 24.05 | 23.95 | 24.05 | 0.25 | 900 | 0.01824 | 253.5259 | 0.0011561
2017-09-24 12:45 | 24056 | 132.75 | 23.955 | 16.4 | 423.0674 | 0 | 774510.3167 | 235634.8002 | 122336.427 | 0 | 113298.3732 | 23.95 | 24.05 | 23.95 | 24.05 | 0.25 | 900 | 0.01381 | 261.8164 | 0.00090392
2017-09-24 13:00 | 24061 | 133.1111 | 21.974 | 16.3889 | 45.3588 | 2689.376 | 774510.3167 | 221059.5723 | 109240.7417 | 0 | 111818.8306 | 21.1477 | 21.2477 | 21.1477 | 21.2477 | 0.027778 | 100 | 0.00938 | 245.6217 | 6.4028e-05
2017-09-24 13:15 | 24066.5 | 133.3125 | 21.4881 | 16.3125 | 652.1827 | 646.5811 | 767780.3955 | 560352.525 | 54386.82 | 333248.0437 | 172717.6613 | 21.4408 | 21.5408 | 21.4408 | 21.5408 | 0.125 | 450 | 0.010393 | 622.6139 | 0.00077612
2017-09-24 13:30 | 24069.5 | 133.5938 | 22.9795 | 16.1562 | 1294.688 | 988.9788 | 761050.4743 | 634723.0617 | 126474.5595 | 328345.6075 | 179902.8947 | 22.9401 | 23.0401 | 22.9401 | 23.0401 | 0.0625 | 225 | 0.011405 | 705.2478 | 0.00050738
2017-09-24 13:45 | 24073 | 133.8333 | 23.7379 | 16.0417 | 986.459 | 104.1842 | 761050.4743 | 612816.7957 | 295585.8168 | 153713.3417 | 163517.6372 | 23.7084 | 23.8084 | 23.7084 | 23.8084 | 0.083333 | 300 | 0.012417 | 680.9076 | 0.0007046
2017-09-24 14:00 | 24075 | 134 | 23.9538 | 16 | 414.7998 | 0 | 761050.4743 | 646104.1298 | 359062.3523 | 122755.6221 | 164286.1555 | 23.9499 | 24.0499 | 23.9499 | 24.0499 | 0.25 | 900 | 0.01343 | 717.8935 | 0.0024103
2017-09-24 14:15 | 24076.5 | 134.3125 | 23.9579 | 15.6625 | 381.6084 | 0 | 763332.6768 | 285360.3406 | 156823.1247 | 11487.3183 | 117049.8976 | 23.9499 | 24.0499 | 23.9499 | 24.0499 | 0.125 | 450 | 0.01355 | 317.067 | 0.00055083
2017-09-24 14:30 | 24078 | 134.5 | 23.9539 | 15.55 | 521.0567 | 0 | 765614.8792 | 175392.9765 | 72468.2592 | 0 | 102924.7173 | 23.9499 | 24.0499 | 23.9499 | 24.0499 | 0.25 | 900 | 0.01367 | 194.8811 | 0.00066601
2017-09-24 14:45 | 24079 | 134.75 | 23.9655 | 15.325 | 494.8282 | 0 | 765614.8792 | 245429.8791 | 139773.0436 | 0 | 105656.8355 | 23.95 | 24.05 | 23.95 | 24.05 | 0.25 | 900 | 0.01379 | 272.6999 | 0.00094013
2017-09-24 15:00 | 24080 | 135 | 23.9441 | 15.1 | 415.0722 | 0 | 765614.8792 | 241357.3048 | 136074.7605 | 0 | 105282.5443 | 23.931 | 24.031 | 23.931 | 24.031 | 0.25 | 900 | 0.01391 | 268.1748 | 0.00093258
2017-09-24 15:15 | 24081 | 135.25 | 23.8639 | 15 | 296.5122 | 0 | 765614.8792 | 218968.248 | 115915.2503 | 0 | 103052.9976 | 23.843 | 23.943 | 23.843 | 23.943 | 0.25 | 900 | 0.024217 | 243.2981 | 0.001473
2017-09-24 15:30 | 24082 | 135.5 | 23.8011 | 14.9 | 300.5283 | 0 | 833027.0814 | 184090.5824 | 84557.4089 | 0 | 99533.1734 | 23.7786 | 23.8786 | 23.7786 | 23.8786 | 0.25 | 900 | 0.034525 | 204.5451 | 0.0017655
2017-09-24 15:45 | 24083 | 135.75 | 23.7414 | 14.8 | 246.7783 | 0 | 833027.0814 | 185696.0211 | 85989.7738 | 0 | 99706.2472 | 23.7212 | 23.8212 | 23.7212 | 23.8212 | 0.25 | 900 | 0.044832 | 206.3289 | 0.0023126
2017-09-24 16:00 | 24084 | 136 | 23.6859 | 14.7 | 229.538 | 0 | 833027.0814 | 170261.0011 | 72111.5122 | 0 | 98149.4888 | 23.6658 | 23.7658 | 23.6658 | 23.7658 | 0.25 | 900 | 0.05514 | 189.1789 | 0.0026078
2017-09-24 16:15 | 24085 | 136.25 | 23.5891 | 14.35 | 158.7052 | 0 | 833027.0814 | 165488.11 | 67814.9401 | 0 | 97673.1699 | 23.6109 | 23.7109 | 23.6109 | 23.7109 | 0.25 | 900 | 0.059443 | 183.8757 | 0.0027325
2017-09-24 16:30 | 24086 | 136.5 | 23.45 | 14 | 149.0844 | 0 | 1054199.8844 | 145257.5936 | 49619.2583 | 0 | 95638.3353 | 23.4738 | 23.5738 | 23.4738 | 23.5738 | 0.25 | 900 | 0.063745 | 161.3973 | 0.0025721
2017-09-24 16:45 | 24087.5 | 136.8125 | 23.2062 | 13.475 | 73.9067 | 15.4652 | 1054199.8844 | 143047.1978 | 47602.6307 | 0 | 95444.5671 | 23.216 | 23.316 | 23.216 | 23.316 | 0.125 | 450 | 0.068047 | 158.9413 | 0.0013519
2017-09-24 17:00 | 24089 | 137 | 23.1292 | 13.3 | 480.0806 | 0 | 1054199.8844 | 143173.8462 | 47705.583 | 0 | 95468.2632 | 23.1253 | 23.2253 | 23.1253 | 23.2253 | 0.25 | 900 | 0.07235 | 159.0821 | 0.0028774
2017-09-24 17:15 | 24090 | 137.25 | 22.9466 | 13.275 | 0 | 29.0037 | 1054199.8844 | 167828.2694 | 69792.751 | 0 | 98035.5184 | 22.933 | 23.033 | 22.933 | 23.033 | 0.25 | 900 | 0.078315 | 186.4759 | 0.003651
2017-09-24 17:30 | 24091 | 137.5 | 22.82 | 13.25 | 17.7715 | 0 | 1330183.6065 | 90000 | 0 | 0 | 90000 | 22.8168 | 22.9168 | 22.8168 | 22.9168 | 0.25 | 900 | 0.08428 | 100 | 0.002107
2017-09-24 17:45 | 24092 | 137.75 | 22.7531 | 13.225 | 43.8292 | 0 | 1330183.6065 | 104355.1485 | 12872.1795 | 0 | 91482.969 | 22.7384 | 22.8384 | 22.7384 | 22.8384 | 0.25 | 900 | 0.090245 | 115.9502 | 0.002616
2017-09-24 18:00 | 24093 | 138 | 22.696 | 13.2 | 28.9932 | 0 | 1330183.6065 | 112655.6315 | 20314.5066 | 0 | 92341.1249 | 22.6809 | 22.7809 | 22.6809 | 22.7809 | 0.25 | 900 | 0.09621 | 125.1729 | 0.0030107
2017-09-24 18:15 | 24094 | 138.25 | 22.6608 | 13.15 | 0 | 31.2867 | 1330183.6065 | 108147.3719 | 16271.573 | 0 | 91875.7989 | 22.6357 | 22.7357 | 22.6357 | 22.7357 | 0.25 | 900 | 0.098507 | 120.1637 | 0.0029593
2017-09-24 18:30 | 24095 | 138.5 | 22.6283 | 13.1 | 0 | 31.5209 | 1419081.7863 | 90000 | 0 | 0 | 90000 | 22.5913 | 22.6913 | 22.5913 | 22.6913 | 0.25 | 900 | 0.10081 | 100 | 0.0025201
2017-09-24 18:45 | 24096 | 138.75 | 22.5931 | 13.05 | 0 | 31.5915 | 1419081.7863 | 90000 | 0 | 0 | 90000 | 22.5469 | 22.6469 | 22.5469 | 22.6469 | 0.25 | 900 | 0.1031 | 100 | 0.0025776
2017-09-24 19:00 | 24097 | 139 | 22.5605 | 13 | 0 | 31.8193 | 1419081.7863 | 90000 | 0 | 0 | 90000 | 22.502 | 22.602 | 22.502 | 22.602 | 0.25 | 900 | 0.1054 | 100 | 0.002635
2017-09-24 19:15 | 24098 | 139.25 | 22.5234 | 13 | 0 | 31.3778 | 1419081.7863 | 90000 | 0 | 0 | 90000 | 22.4563 | 22.5563 | 22.4563 | 22.5563 | 0.25 | 900 | 0.10895 | 100 | 0.0027237
2017-09-24 19:30 | 24099 | 139.5 | 22.4756 | 13 | 0 | 30.6847 | 1392175.501 | 90000 | 0 | 0 | 90000 | 22.4227 | 22.5227 | 22.4227 | 22.5227 | 0.25 | 900 | 0.1125 | 100 | 0.0028125
2017-09-24 19:45 | 24100 | 139.75 | 22.4197 | 13 | 0 | 29.9903 | 1392175.501 | 90000 | 0 | 0 | 90000 | 22.3976 | 22.4976 | 22.3976 | 22.4976 | 0.25 | 900 | 0.11605 | 100 | 0.0029012
2017-09-24 20:00 | 24101 | 140 | 22.3399 | 13 | 0 | 28.6711 | 1392175.501 | 90000 | 0 | 0 | 90000 | 22.3786 | 22.4786 | 22.3786 | 22.4786 | 0.25 | 900 | 0.1196 | 100 | 0.00299
2017-09-24 20:15 | 24102 | 140.25 | 22.386 | 12.875 | 128.5992 | 0 | 1392175.501 | 98719.4365 | 7816.0849 | 0 | 90903.3516 | 22.3642 | 22.4642 | 22.3642 | 22.4642 | 0.25 | 900 | 0.11278 | 109.6883 | 0.0030926
2017-09-24 20:30 | 24103 | 140.5 | 22.3686 | 12.75 | 0 | 32.6885 | 1377595.0107 | 139675.9599 | 44522.018 | 0 | 95153.9419 | 22.3203 | 22.4203 | 22.3203 | 22.4203 | 0.25 | 900 | 0.10595 | 155.1955 | 0.0041109
2017-09-24 20:45 | 24104 | 140.75 | 22.3053 | 12.625 | 0 | 32.0226 | 1377595.0107 | 90000 | 0 | 0 | 90000 | 22.254 | 22.354 | 22.254 | 22.354 | 0.25 | 900 | 0.099132 | 100 | 0.0024783
2017-09-24 21:00 | 24105 | 141 | 22.244 | 12.5 | 0 | 32.6162 | 1377595.0107 | 90000 | 0 | 0 | 90000 | 22.17 | 22.27 | 22.17 | 22.27 | 0.25 | 900 | 0.09231 | 100 | 0.0023077
2017-09-24 21:15 | 24106 | 141.25 | 22.1727 | 12.375 | 0 | 71.7832 | 1377595.0107 | 90000 | 0 | 0 | 90000 | 22.0709 | 22.1709 | 22.0709 | 22.1709 | 0.25 | 900 | 0.090722 | 100 | 0.0022681
2017-09-24 21:30 | 24107 | 141.5 | 22.0631 | 12.25 | 0 | 141.5851 | 1264143.4163 | 103358.7779 | 0 | 11154.8838 | 92203.8941 | 21.9577 | 22.0577 | 21.9577 | 22.0577 | 0.25 | 900 | 0.089135 | 114.8431 | 0.0025591
2017-09-24 21:45 | 24108 | 141.75 | 21.9369 | 12.125 | 0 | 183.7839 | 1264143.4163 | 127606.4579 | 0 | 31398.3231 | 96208.1348 | 21.8306 | 21.9306 | 21.8306 | 21.9306 | 0.25 | 900 | 0.087548 | 141.785 | 0.0031032
2017-09-24 22:00 | 24109 | 142 | 21.7961 | 12 | 0 | 255.9843 | 1264143.4163 | 142283.1646 | 0 | 43643.9738 | 98639.1908 | 21.6887 | 21.7887 | 21.6887 | 21.7887 | 0.25 | 900 | 0.08596 | 158.0924 | 0.0033974
2017-09-24 22:15 | 24110 | 142.25 | 21.6367 | 11.725 | 0 | 275.2261 | 1264143.4163 | 167187.0924 | 0 | 64417.7604 | 102769.332 | 21.5308 | 21.6308 | 21.5308 | 21.6308 | 0.25 | 900 | 0.081982 | 185.7634 | 0.0038073
2017-09-24 22:30 | 24111 | 142.5 | 21.4315 | 11.45 | 0 | 392.8046 | 1009469.0009 | 173746.7641 | 0 | 69872.3407 | 103874.4234 | 21.3216 | 21.4216 | 21.3216 | 21.4216 | 0.25 | 900 | 0.078005 | 193.052 | 0.0037648
2017-09-24 22:45 | 24112.5 | 142.8125 | 21.0249 | 11.0375 | 0 | 814.8586 | 1009469.0009 | 238936.2881 | 0 | 124184.3747 | 114751.9134 | 20.9107 | 21.0107 | 20.9107 | 21.0107 | 0.125 | 450 | 0.074027 | 265.4848 | 0.0024397
2017-09-24 23:00 | 24114.5 | 143.0625 | 20.6985 | 10.8625 | 0 | 829.5211 | 1009469.0009 | 275033.4005 | 0 | 154198.1583 | 120835.2422 | 20.5873 | 20.6873 | 20.5873 | 20.6873 | 0.125 | 450 | 0.07005 | 305.5927 | 0.0026685
2017-09-24 23:15 | 24116.5 | 143.3125 | 20.3686 | 10.7875 | 0 | 906.9176 | 898599.63 | 326984.8485 | 0 | 197343.0862 | 129641.7623 | 20.258 | 20.358 | 20.258 | 20.358 | 0.125 | 450 | 0.069445 | 363.3165 | 0.0031277
2017-09-24 23:30 | 24118 | 143.5 | 20.2005 | 10.75 | 0 | 398.335 | 787730.259 | 367620.0679 | 0 | 231108.7141 | 136511.3538 | 20.0997 | 20.1997 | 20.0997 | 20.1997 | 0.25 | 900 | 0.06884 | 408.4667 | 0.0070297
2017-09-24 23:45 | 24119 | 143.75 | 20.0552 | 10.675 | 0 | 807.5697 | 787730.259 | 409387.5345 | 0 | 265623.5852 | 143763.9493 | 19.95 | 20.05 | 19.95 | 20.05 | 0.25 | 900 | 0.068235 | 454.875 | 0.0077596
2017-09-25 | 24120 | 144 | 19.835 | 10.6 | 0 | 1041.1011 | 787730.259 | 349865.9935 | 0 | 215932.1098 | 133933.8836 | 19.7223 | 19.8223 | 19.7223 | 19.8223 | 0.25 | 900 | 0.068235 | 388.74 | 0.0066314

## Details_2025-10-04
datetime | Unnamed: 0 | sim_time | Zone Air Temperature,LIVING_UNIT1 | Site Outdoor Air Drybulb Temperature,ENVIRONMENT | Zone Air System Sensible Heating Rate,LIVING_UNIT1 | Zone Air System Sensible Cooling Rate,LIVING_UNIT1 | Electricity:Building | Electricity:HVAC | Heating:Electricity | Cooling:Electricity | Fans:Electricity | Zone Thermostat Heating Setpoint Temperature,LIVING_UNIT1 | Zone Thermostat Cooling Setpoint Temperature,LIVING_UNIT1 | Zone Temperature Control,Heating Setpoint,LIVING_UNIT1 | Zone Temperature Control,Cooling Setpoint,LIVING_UNIT1 | dt_hours | dt_seconds | current_price | P_total_W | step_cost_real
2017-10-04 | 26986 | 120 | 19.9693 | 10.3 | 242.8892 | 0 | 787730.259 | 184888.7749 | 0 | 0 | 0 | 19.9599 | 20.0599 | 19.9599 | 20.0599 | 0.25 | 900 | 0.00594 | 0 | 0
2017-10-04 00:15 | 26987 | 120.25 | 19.9553 | 10.275 | 278.0154 | 0 | 787730.259 | 188055.7464 | 78897.912 | 0 | 109157.8345 | 19.9501 | 20.0501 | 19.9501 | 20.0501 | 0.25 | 900 | 0.00213 | 208.9508 | 0.00011127
2017-10-04 00:30 | 26988 | 120.5 | 19.9565 | 10.25 | 332.6136 | 0 | 613262.9701 | 199049.283 | 88712.6704 | 0 | 110336.6125 | 19.9502 | 20.0502 | 19.9502 | 20.0502 | 0.25 | 900 | 0.00124 | 221.1659 | 6.8561e-05
2017-10-04 00:45 | 26989 | 120.75 | 19.9574 | 10.225 | 339.5015 | 0 | 613262.9701 | 216648.7726 | 104425.8369 | 0 | 112222.9358 | 19.9503 | 20.0503 | 19.9503 | 20.0503 | 0.25 | 900 | 0.00071 | 240.7209 | 4.2728e-05
2017-10-04 01:00 | 26990 | 121 | 19.9778 | 10.2 | 393.6745 | 0 | 613262.9701 | 212425.0545 | 106475.6425 | 0 | 105949.4119 | 19.9695 | 20.0695 | 19.9695 | 20.0695 | 0.25 | 900 | 0.00084 | 236.0278 | 4.9566e-05
2017-10-04 01:15 | 26991 | 121.25 | 19.9554 | 10.175 | 361.4627 | 0 | 613262.9701 | 226813.2096 | 122165.3117 | 0 | 104647.8978 | 19.9517 | 20.0517 | 19.9517 | 20.0517 | 0.25 | 900 | 0.00084 | 252.0147 | 5.2923e-05
2017-10-04 01:30 | 26994.5 | 121.6042 | 21.2504 | 10.1292 | 2405.5906 | 155.6322 | 562337.4017 | 243525.2605 | 137079.0011 | 0 | 106446.2594 | 21.3935 | 21.4935 | 21.3935 | 21.4935 | 0.041667 | 150 | -0.00272 | 270.5836 | -3.0528e-05
2017-10-04 01:45 | 26998 | 121.75 | 21.6869 | 10.125 | 1233.5631 | 0 | 562337.4017 | 249003.0947 | 141969.3353 | 0 | 107033.7595 | 21.6822 | 21.7822 | 21.6822 | 21.7822 | 0.25 | 900 | -0.00407 | 276.6701 | -0.00028151
2017-10-04 02:00 | 26999 | 122 | 21.693 | 10.1 | 888.4013 | 0 | 562337.4017 | 903180.2946 | 688272.8438 | 35124.8045 | 179782.6462 | 21.6822 | 21.7822 | 21.6822 | 21.7822 | 0.25 | 900 | -0.00221 | 1003.5337 | -0.00055445
2017-10-04 02:15 | 27000 | 122.25 | 21.7184 | 10.15 | 1947.3102 | 0 | 562337.4017 | 387972.0006 | 266031.7695 | 0 | 121940.2311 | 21.6822 | 21.7822 | 21.6822 | 21.7822 | 0.25 | 900 | -0.00318 | 431.08 | -0.00034271
2017-10-04 02:30 | 27001 | 122.5 | 21.715 | 10.2 | 1576.9501 | 0 | 545753.3182 | 707406.6974 | 551264.8579 | 0 | 156141.8395 | 21.6822 | 21.7822 | 21.6822 | 21.7822 | 0.25 | 900 | -0.00404 | 786.0074 | -0.00079387
2017-10-04 02:45 | 27002 | 122.75 | 21.7145 | 10.25 | 1464.3227 | 0 | 545753.3182 | 595930.6937 | 451763.2552 | 0 | 144167.4384 | 21.6822 | 21.7822 | 21.6822 | 21.7822 | 0.25 | 900 | -0.00409 | 662.1452 | -0.00067704
2017-10-04 03:00 | 27003 | 123 | 21.7139 | 10.3 | 1365.1475 | 0 | 545753.3182 | 561594.5494 | 421133.2544 | 0 | 140461.295 | 21.6822 | 21.7822 | 21.6822 | 21.7822 | 0.25 | 900 | -0.00454 | 623.9939 | -0.00070823
2017-10-04 03:15 | 27004 | 123.25 | 21.7013 | 10.2 | 1304.7649 | 0 | 545753.3182 | 531112.6363 | 393940.9428 | 0 | 137171.6935 | 21.6822 | 21.7822 | 21.6822 | 21.7822 | 0.25 | 900 | -0.0045 | 590.1252 | -0.00066389
2017-10-04 03:30 | 27005 | 123.5 | 21.7009 | 10.1 | 1297.1384 | 0 | 533363.667 | 513423.9143 | 378090.0591 | 0 | 135333.8552 | 21.6822 | 21.7822 | 21.6822 | 21.7822 | 0.25 | 900 | -0.00464 | 570.471 | -0.00066175
2017-10-04 03:45 | 27006 | 123.75 | 21.7009 | 10 | 1265.397 | 0 | 533363.667 | 512495.7096 | 377207.5263 | 0 | 135288.1833 | 21.6822 | 21.7822 | 21.6822 | 21.7822 | 0.25 | 900 | -0.00468 | 569.4397 | -0.00066624
2017-10-04 04:00 | 27007 | 124 | 21.7012 | 9.9 | 1252.3311 | 0 | 533363.667 | 503959.2126 | 369533.3913 | 0 | 134425.8213 | 21.6822 | 21.7822 | 21.6822 | 21.7822 | 0.25 | 900 | -0.00468 | 559.9547 | -0.00065515
2017-10-04 04:15 | 27008 | 124.25 | 21.7115 | 9.975 | 1216.3934 | 0 | 533363.667 | 639839.3394 | 505671.0554 | 0 | 134168.284 | 21.6822 | 21.7822 | 21.6822 | 21.7822 | 0.25 | 900 | -0.0047 | 710.9326 | -0.00083535
2017-10-04 04:30 | 27009 | 124.5 | 21.711 | 10.05 | 1153.707 | 0 | 566989.6412 | 629736.4682 | 496817.1932 | 0 | 132919.275 | 21.6822 | 21.7822 | 21.6822 | 21.7822 | 0.25 | 900 | -0.00479 | 699.7072 | -0.0008379
2017-10-04 04:45 | 27010 | 124.75 | 21.7104 | 10.125 | 1122.2263 | 0 | 566989.6412 | 469585.7861 | 338873.0585 | 0 | 130712.7277 | 21.6822 | 21.7822 | 21.6822 | 21.7822 | 0.25 | 900 | -0.005 | 521.762 | -0.0006522
2017-10-04 05:00 | 27011 | 125 | 21.7097 | 10.2 | 1080.9527 | 0 | 566989.6412 | 459165.6092 | 329605.7259 | 0 | 129559.8832 | 21.6822 | 21.7822 | 21.6822 | 21.7822 | 0.25 | 900 | -0.00465 | 510.184 | -0.00059309
2017-10-04 05:15 | 27012 | 125.25 | 21.6866 | 10.05 | 1027.3048 | 0 | 566989.6412 | 445763.0216 | 317673.2757 | 0 | 128089.7459 | 21.6822 | 21.7822 | 21.6822 | 21.7822 | 0.25 | 900 | -0.00473 | 495.2922 | -0.00058568
2017-10-04 05:30 | 27013 | 125.5 | 21.686 | 9.9 | 1081.1097 | 0 | 696064.4026 | 429960.283 | 303497.6152 | 0 | 126462.6678 | 21.6822 | 21.7822 | 21.6822 | 21.7822 | 0.25 | 900 | -0.00493 | 477.7336 | -0.00058881
2017-10-04 05:45 | 27014 | 125.75 | 21.6859 | 9.75 | 1084.1228 | 0 | 696064.4026 | 592519.7684 | 464002.6524 | 0 | 128517.116 | 21.6822 | 21.7822 | 21.6822 | 21.7822 | 0.25 | 900 | -0.00547 | 658.3553 | -0.0009003
2017-10-04 06:00 | 27015 | 126 | 21.686 | 9.6 | 1115.9602 | 0 | 696064.4026 | 594694.4213 | 465840.8239 | 0 | 128853.5974 | 21.6822 | 21.7822 | 21.6822 | 21.7822 | 0.25 | 900 | -0.00329 | 660.7716 | -0.00054348
2017-10-04 06:15 | 27016 | 126.25 | 21.7046 | 9.5 | 1109.0815 | 0 | 696064.4026 | 604883.5003 | 474731.3327 | 0 | 130152.1677 | 21.6822 | 21.7822 | 21.6822 | 21.7822 | 0.25 | 900 | -0.00406 | 672.0928 | -0.00068217
2017-10-04 06:30 | 27017 | 126.5 | 21.7053 | 9.4 | 1050.3557 | 0 | 832563.7912 | 604402.1788 | 474254.8404 | 0 | 130147.3384 | 21.6822 | 21.7822 | 21.6822 | 21.7822 | 0.25 | 900 | -0.00418 | 671.558 | -0.00070178
2017-10-04 06:45 | 27018 | 126.75 | 21.7059 | 9.3 | 1041.9417 | 0 | 832563.7912 | 588503.5321 | 460214.5191 | 0 | 128289.0131 | 21.6822 | 21.7822 | 21.6822 | 21.7822 | 0.25 | 900 | -0.00219 | 653.8928 | -0.00035801
2017-10-04 07:00 | 27019 | 127 | 21.7046 | 9.2 | 893.5104 | 0 | 832563.7912 | 586997.6623 | 458839.4477 | 0 | 128158.2146 | 21.6822 | 21.7822 | 21.6822 | 21.7822 | 0.25 | 900 | -0.00081 | 652.2196 | -0.00013207
2017-10-04 07:15 | 27020 | 127.25 | 21.686 | 9.2 | 780.6003 | 0 | 832563.7912 | 545976.8233 | 422712.6726 | 0 | 123264.1507 | 21.6822 | 21.7822 | 21.6822 | 21.7822 | 0.25 | 900 | -0.00029 | 606.6409 | -4.3981e-05
2017-10-04 07:30 | 27021.5 | 127.5625 | 21.4029 | 9.2 | 353.5392 | 510.1682 | 917156.0991 | 503322.4325 | 385199.5182 | 0 | 118122.9144 | 21.3398 | 21.4398 | 21.3398 | 21.4398 | 0.125 | 450 | 0.00013 | 559.2471 | 9.1002e-06
2017-10-04 07:45 | 27023.5 | 127.8125 | 20.8618 | 9.2 | 397.1741 | 406.7714 | 917156.0991 | 505194.8843 | 319861.3286 | 61941.4914 | 123392.0643 | 20.7992 | 20.8992 | 20.7992 | 20.8992 | 0.125 | 450 | 1e-05 | 561.3276 | 7.0053e-07
2017-10-04 08:00 | 27025.5 | 128.0625 | 20.3574 | 9.2125 | 11.6736 | 771.5914 | 917156.0991 | 448617.2987 | 216813.1011 | 111164.8632 | 120639.3344 | 20.2898 | 20.3898 | 20.2898 | 20.3898 | 0.125 | 450 | 0.00031 | 498.4637 | 1.9513e-05
2017-10-04 08:15 | 27029.5 | 128.3542 | 21.3576 | 9.2458 | 1756.0501 | 95.883 | 821326.2826 | 450467.9752 | 147603.425 | 176377.8995 | 126486.6508 | 21.3983 | 21.4983 | 21.3983 | 21.4983 | 0.041667 | 150 | -9e-05 | 500.52 | -1.8887e-06
2017-10-04 08:30 | 27033.5 | 128.5625 | 21.4112 | 9.2625 | 306.5569 | 896.2802 | 802160.3193 | 791167.6158 | 548848.2076 | 106217.8256 | 136101.5826 | 21.3433 | 21.4433 | 21.3433 | 21.4433 | 0.125 | 450 | 0.00018 | 879.0751 | 1.9235e-05
2017-10-04 08:45 | 27036 | 128.8333 | 21.4915 | 9.2917 | 1199.9192 | 236.3117 | 802160.3193 | 788779.3669 | 494992.7879 | 146233.1389 | 147553.4401 | 21.4563 | 21.5563 | 21.4563 | 21.5563 | 0.083333 | 300 | -0.00033 | 876.4215 | -2.4102e-05
2017-10-04 09:00 | 27038.5 | 129.0625 | 21.4935 | 9.3125 | 61.9526 | 559.6966 | 802160.3193 | 611012.4178 | 339051.6272 | 130118.7228 | 141842.0677 | 21.4331 | 21.5331 | 21.4331 | 21.5331 | 0.125 | 450 | 0.00282 | 678.9027 | 0.00023966
2017-10-04 09:15 | 27040.5 | 129.3125 | 20.9351 | 9.3375 | 301.559 | 759.3479 | 778840.1775 | 546714.7578 | 325652.5516 | 90248.6699 | 130813.5363 | 20.8634 | 20.9634 | 20.8634 | 20.9634 | 0.125 | 450 | 0.00614 | 607.4608 | 0.00046913
2017-10-04 09:30 | 27042.5 | 129.5625 | 20.3166 | 9.3625 | 30.2728 | 1045.5144 | 755520.0357 | 481392.2658 | 198574.7044 | 154438.2934 | 128379.268 | 20.2465 | 20.3465 | 20.2465 | 20.3465 | 0.125 | 450 | 0.0073 | 534.8803 | 0.00048905
2017-10-04 09:45 | 27044.5 | 129.8125 | 20.2905 | 9.3875 | 178.3217 | 229.2 | 755520.0357 | 519740.1444 | 140432.5753 | 238889.0249 | 140418.5442 | 20.2423 | 20.3423 | 20.2423 | 20.3423 | 0.125 | 450 | 0.00214 | 577.489 | 0.00015343
2017-10-04 10:00 | 27047 | 130.0833 | 20.2422 | 9.6667 | 0 | 1347.4825 | 755520.0357 | 489710.2351 | 181985.5108 | 176125.1572 | 131599.5671 | 20.1453 | 20.2453 | 20.1453 | 20.2453 | 0.083333 | 300 | 0.00714 | 544.1225 | 0.00032375
2017-10-04 10:15 | 27050.5 | 130.3438 | 20.051 | 10.1 | 0 | 1055.1238 | 767408.184 | 541265.0048 | 144404.6365 | 252332.8275 | 144527.5408 | 19.9503 | 20.0503 | 19.9503 | 20.0503 | 0.0625 | 225 | 0.00264 | 601.4056 | 9.8853e-05
2017-10-04 10:30 | 27054.5 | 130.5938 | 20.051 | 10.5 | 0 | 1142.0318 | 771370.9002 | 441279.2232 | 30474.9081 | 265234.6964 | 145569.6187 | 19.9502 | 20.0502 | 19.9502 | 20.0502 | 0.0625 | 225 | 0.00104 | 490.3102 | 3.208e-05
2017-10-04 10:45 | 27059.5 | 130.8542 | 21.3003 | 10.9333 | 1256.126 | 301.1611 | 771370.9002 | 406771.2629 | 0 | 261789.7092 | 144981.5537 | 21.3737 | 21.4737 | 21.3737 | 21.4737 | 0.041667 | 150 | 0 | 451.9681 | 0
2017-10-04 11:00 | 27064 | 131.0833 | 21.4496 | 10.8833 | 126.4307 | 481.0388 | 771370.9002 | 466542.754 | 225781.2109 | 102488.817 | 138272.726 | 21.4127 | 21.5127 | 21.4127 | 21.5127 | 0.083333 | 300 | 0.00021 | 518.3808 | 9.0717e-06
2017-10-04 11:15 | 27067 | 131.3333 | 21.5846 | 10.7083 | 441.1087 | 152.5901 | 780284.7464 | 336584.7906 | 136163.4077 | 78073.6484 | 122347.7346 | 21.5514 | 21.6514 | 21.5514 | 21.6514 | 0.083333 | 300 | -9e-05 | 373.9831 | -2.8049e-06
2017-10-04 11:30 | 27070 | 131.5833 | 21.7058 | 10.5333 | 42.8793 | 30.0019 | 784741.6695 | 264719.7991 | 95415.3592 | 56272.6451 | 113031.7948 | 21.6822 | 21.7822 | 21.6822 | 21.7822 | 0.083333 | 300 | -2e-05 | 294.1331 | -4.9022e-07
2017-10-04 11:45 | 27072.5 | 131.8125 | 21.6783 | 10.3875 | 56.8561 | 23.0974 | 784741.6695 | 188586.9806 | 71166.0093 | 15687.8117 | 101733.1597 | 21.6822 | 21.7822 | 21.6822 | 21.7822 | 0.125 | 450 | -1e-05 | 209.5411 | -2.6933e-07
2017-10-04 12:00 | 27074.5 | 132.0625 | 21.6832 | 10.3625 | 43.3659 | 0 | 784741.6695 | 121165.2312 | 27834.553 | 0 | 93330.6783 | 21.6822 | 21.7822 | 21.6822 | 21.7822 | 0.125 | 450 | -9e-05 | 134.628 | -1.5041e-06
2017-10-04 12:15 | 27076.5 | 132.3125 | 21.6782 | 10.4875 | 12.6021 | 22.7894 | 779625.9931 | 123354.5248 | 29789.4843 | 0 | 93565.0405 | 21.6822 | 21.7822 | 21.6822 | 21.7822 | 0.125 | 450 | -3e-05 | 137.0606 | -5.1684e-07
2017-10-04 12:30 | 27078.5 | 132.5625 | 21.6897 | 10.6125 | 7.4525 | 22.7137 | 774510.3167 | 106396.5125 | 14646.4728 | 0 | 91750.0396 | 21.6822 | 21.7822 | 21.6822 | 21.7822 | 0.125 | 450 | -2e-05 | 118.2183 | -2.9677e-07
2017-10-04 12:45 | 27080.5 | 132.8125 | 21.7202 | 10.7375 | 0 | 45.1475 | 774510.3167 | 99735.2489 | 4359.7508 | 0 | 95375.4981 | 21.6822 | 21.7822 | 21.6822 | 21.7822 | 0.125 | 450 | -2e-05 | 110.8169 | -2.7705e-07
2017-10-04 13:00 | 27082 | 133 | 21.7593 | 10.8 | 0 | 45.1081 | 774510.3167 | 99710.3571 | 0 | 0 | 99710.3571 | 21.6822 | 21.7822 | 21.6822 | 21.7822 | 0.25 | 900 | -0.00021 | 110.7893 | -5.8164e-06
2017-10-04 13:15 | 27084 | 133.3333 | 21.7319 | 10.6333 | 0 | 45.0378 | 765537.0885 | 99710.3571 | 0 | 0 | 99710.3571 | 21.6822 | 21.7822 | 21.6822 | 21.7822 | 0.083333 | 300 | -0.00021 | 110.7893 | -1.9388e-06
2017-10-04 13:30 | 27087.5 | 133.5938 | 21.6829 | 10.525 | 81.1813 | 0 | 761050.4743 | 108538.4396 | 7887.3786 | 0 | 100651.0611 | 21.6822 | 21.7822 | 21.6822 | 21.7822 | 0.0625 | 225 | -0.00023 | 120.5983 | -1.7305e-06
2017-10-04 13:45 | 27092 | 133.85 | 21.6831 | 10.42 | 165.8973 | 0 | 761050.4743 | 136992.2001 | 33304.7435 | 0 | 103687.4566 | 21.6822 | 21.7822 | 21.6822 | 21.7822 | 0.05 | 180 | -0.00043 | 152.2136 | -3.2726e-06
2017-10-04 14:00 | 27097 | 134.1 | 21.683 | 10.26 | 151.5226 | 0 | 761050.4743 | 167177.5118 | 60262.0136 | 0 | 106915.4981 | 21.6822 | 21.7822 | 21.6822 | 21.7822 | 0.05 | 180 | -0.00131 | 185.7528 | -1.2167e-05
2017-10-04 14:15 | 27101.5 | 134.3438 | 21.683 | 10.0938 | 109.0881 | 0 | 764473.778 | 164652.7228 | 57995.4523 | 0 | 106657.2705 | 21.6822 | 21.7822 | 21.6822 | 21.7822 | 0.0625 | 225 | -0.00169 | 182.9475 | -1.9346e-05
2017-10-04 14:30 | 27104.5 | 134.5625 | 21.6831 | 9.9625 | 68.6776 | 0 | 765614.8792 | 154638.912 | 49044.066 | 0 | 105594.846 | 21.6822 | 21.7822 | 21.6822 | 21.7822 | 0.125 | 450 | -0.0032 | 171.821 | -6.8941e-05
2017-10-04 14:45 | 27106 | 134.75 | 21.6828 | 9.875 | 36.9085 | 0 | 765614.8792 | 147450.6596 | 42619.8843 | 0 | 104830.7752 | 21.6822 | 21.7822 | 21.6822 | 21.7822 | 0.25 | 900 | -0.0069 | 163.8341 | -0.00028261
2017-10-04 15:00 | 27107 | 135 | 21.6891 | 9.7 | 39.615 | 0 | 765614.8792 | 296279.8761 | 203140.3514 | 0 | 93139.5247 | 21.6822 | 21.7822 | 21.6822 | 21.7822 | 0.25 | 900 | -0.00168 | 329.1999 | -0.00013826
2017-10-04 15:15 | 27108 | 135.25 | 21.6409 | 9.85 | 0 | 50.3313 | 765614.8792 | 297322.1355 | 204050.5569 | 0 | 93271.5785 | 21.6822 | 21.7822 | 21.6822 | 21.7822 | 0.25 | 900 | -0.00467 | 330.3579 | -0.00038569
2017-10-04 15:30 | 27109 | 135.5 | 21.6947 | 10 | 111.89 | 0 | 833027.0814 | 284783.7829 | 193017.0563 | 0 | 91766.7265 | 21.6822 | 21.7822 | 21.6822 | 21.7822 | 0.25 | 900 | -0.00313 | 316.4264 | -0.0002476
2017-10-04 15:45 | 27110 | 135.75 | 21.6842 | 10.15 | 0 | 49.112 | 833027.0814 | 143223.676 | 47511.7473 | 0 | 95711.9287 | 21.6822 | 21.7822 | 21.6822 | 21.7822 | 0.25 | 900 | -0.00297 | 159.1374 | -0.00011816
2017-10-04 16:00 | 27111 | 136 | 21.6834 | 10.3 | 27.0471 | 0 | 833027.0814 | 90000 | 0 | 0 | 90000 | 21.6822 | 21.7822 | 21.6822 | 21.7822 | 0.25 | 900 | -0.00074 | 100 | -1.85e-05
2017-10-04 16:15 | 27112 | 136.25 | 21.6647 | 10.35 | 0 | 47.0157 | 833027.0814 | 114205.0162 | 21616.5807 | 0 | 92588.4355 | 21.6822 | 21.7822 | 21.6822 | 21.7822 | 0.25 | 900 | -0.00107 | 126.8945 | -3.3944e-05
2017-10-04 16:30 | 27113 | 136.5 | 21.6832 | 10.4 | 46.4684 | 0 | 1054199.8844 | 90000 | 0 | 0 | 90000 | 21.6822 | 21.7822 | 21.6822 | 21.7822 | 0.25 | 900 | -1e-05 | 100 | -2.5e-07
2017-10-04 16:45 | 27114 | 136.75 | 21.6743 | 10.45 | 33.8596 | 0 | 1054199.8844 | 120290.707 | 27055.3207 | 0 | 93235.3863 | 21.6822 | 21.7822 | 21.6822 | 21.7822 | 0.25 | 900 | -0.00057 | 133.6563 | -1.9046e-05
2017-10-04 17:00 | 27115 | 137 | 21.6675 | 10.5 | 138.2938 | 0 | 1054199.8844 | 115801.4931 | 23047.2392 | 0 | 92754.2539 | 21.6822 | 21.7822 | 21.6822 | 21.7822 | 0.25 | 900 | -0.00108 | 128.6683 | -3.474e-05
2017-10-04 17:15 | 27116.5 | 137.3125 | 21.6831 | 10.2375 | 187.5458 | 0 | 1192191.7455 | 153547.8997 | 56760.7721 | 0 | 96787.1276 | 21.6822 | 21.7822 | 21.6822 | 21.7822 | 0.125 | 450 | -1e-05 | 170.6088 | -2.1284e-07
2017-10-04 17:30 | 27118.5 | 137.5625 | 21.82 | 10.0625 | 609.49 | 0 | 1330183.6065 | 165852.9023 | 67734.4615 | 0 | 98118.4408 | 21.8183 | 21.9183 | 21.8183 | 21.9183 | 0.125 | 450 | 0 | 184.281 | 0
2017-10-04 17:45 | 27120.5 | 137.8125 | 21.7111 | 9.8875 | 0 | 372.0194 | 1330183.6065 | 299008.935 | 195319.4602 | 0 | 103689.4748 | 21.6603 | 21.7603 | 21.6603 | 21.7603 | 0.125 | 450 | 0.00072 | 332.2322 | 2.9065e-05
2017-10-04 18:00 | 27122.5 | 138.0625 | 21.5297 | 9.7375 | 760.8499 | 0 | 1330183.6065 | 434936.9172 | 282607.4484 | 39327.168 | 113002.3007 | 21.5241 | 21.6241 | 21.5241 | 21.6241 | 0.125 | 450 | -0.00225 | 483.2632 | -0.0001357
2017-10-04 18:15 | 27124.5 | 138.3125 | 21.8895 | 9.6125 | 492.7606 | 28.0078 | 1374632.6964 | 427637.188 | 276145.5773 | 39327.168 | 112164.4426 | 21.8524 | 21.9524 | 21.8524 | 21.9524 | 0.125 | 450 | -0.00055 | 475.1524 | -3.2758e-05
2017-10-04 18:30 | 27126 | 138.5 | 22.0026 | 9.55 | 0 | 56.8352 | 1419081.7863 | 409801.3156 | 303055.8544 | 0 | 106745.4612 | 22.0226 | 22.1226 | 22.0226 | 22.1226 | 0.25 | 900 | 0.0056 | 455.3348 | 0.00063747
2017-10-04 18:45 | 27127.5 | 138.8125 | 21.5941 | 9.3625 | 0 | 465.1847 | 1419081.7863 | 346622.6517 | 247429.6223 | 0 | 99193.0294 | 21.4923 | 21.5923 | 21.4923 | 21.5923 | 0.125 | 450 | 0.00895 | 385.1363 | 0.00043722
2017-10-04 19:00 | 27129 | 139 | 21.2521 | 9.3 | 451.9517 | 0 | 1419081.7863 | 270000 | 180000 | 0 | 90000 | 21.2436 | 21.3436 | 21.2436 | 21.3436 | 0.25 | 900 | 0.00948 | 300 | 0.000711
2017-10-04 19:15 | 27130.5 | 139.3125 | 20.8636 | 9.225 | 0 | 514.9038 | 1405628.6436 | 358432.6119 | 202376.4851 | 51194.1172 | 104862.0096 | 20.8046 | 20.9046 | 20.8046 | 20.9046 | 0.125 | 450 | 0.01123 | 398.2585 | 0.00056825
2017-10-04 19:30 | 27132.5 | 139.5625 | 20.3463 | 9.175 | 0 | 995.3453 | 1392175.501 | 329827.2461 | 168684.7447 | 59021.4847 | 102121.0167 | 20.2604 | 20.3604 | 20.2604 | 20.3604 | 0.125 | 450 | 0.01245 | 366.4747 | 0.00056343
2017-10-04 19:45 | 27134 | 139.75 | 20.0511 | 9.15 | 0 | 80.8697 | 1392175.501 | 389654.4923 | 157369.4894 | 118042.9694 | 114242.0335 | 19.9514 | 20.0514 | 19.9514 | 20.0514 | 0.25 | 900 | 0.01161 | 432.9494 | 0.0012566
2017-10-04 20:00 | 27135 | 140 | 20.0502 | 9.1 | 0 | 345.7228 | 1392175.501 | 514618.5509 | 133566.4273 | 241312.0076 | 139740.116 | 19.95 | 20.05 | 19.95 | 20.05 | 0.25 | 900 | 0.00678 | 571.7984 | 0.0009692
2017-10-04 20:15 | 27136 | 140.25 | 20.0574 | 9.075 | 0 | 641.6823 | 1392175.501 | 348682.4372 | 164981.2726 | 77612.9508 | 106088.2138 | 19.9501 | 20.0501 | 19.9501 | 20.0501 | 0.25 | 900 | 0.00511 | 387.4249 | 0.00049494
2017-10-04 20:30 | 27137 | 140.5 | 20.0565 | 9.05 | 0 | 469.5825 | 1377595.0107 | 423520.9825 | 150683.8183 | 151433.3718 | 121403.7924 | 19.9501 | 20.0501 | 19.9501 | 20.0501 | 0.25 | 900 | 0.00374 | 470.5789 | 0.00043999
2017-10-04 20:45 | 27138 | 140.75 | 20.0567 | 9.025 | 0 | 391.8401 | 1377595.0107 | 379813.8834 | 159021.9259 | 108320.0309 | 112471.9267 | 19.9502 | 20.0502 | 19.9502 | 20.0502 | 0.25 | 900 | 0.00277 | 422.0154 | 0.00029225
2017-10-04 21:00 | 27139 | 141 | 20.0862 | 9 | 0 | 287.6171 | 1377595.0107 | 359796.1829 | 162840.9382 | 88574.2829 | 108380.9618 | 19.9809 | 20.0809 | 19.9809 | 20.0809 | 0.25 | 900 | 0.00308 | 399.7735 | 0.00030783
2017-10-04 21:15 | 27140 | 141.25 | 20.0507 | 8.95 | 0 | 348.5482 | 1377595.0107 | 332590.5035 | 168039.0127 | 61738.7593 | 102812.7314 | 19.9502 | 20.0502 | 19.9502 | 20.0502 | 0.25 | 900 | 0.0023 | 369.545 | 0.00021249
2017-10-04 21:30 | 27141 | 141.5 | 20.0499 | 8.9 | 0 | 199.6091 | 1264143.4163 | 348933.9026 | 164921.6299 | 77860.1691 | 106152.1036 | 19.9507 | 20.0507 | 19.9507 | 20.0507 | 0.25 | 900 | 0.00219 | 387.7043 | 0.00021227
2017-10-04 21:45 | 27142 | 141.75 | 20.0495 | 8.85 | 0 | 191.9945 | 1264143.4163 | 310114.4439 | 172336.5066 | 39568.7251 | 98209.2121 | 19.9503 | 20.0503 | 19.9503 | 20.0503 | 0.25 | 900 | 0.00155 | 344.5716 | 0.00013352
2017-10-04 22:00 | 27143 | 142 | 20.272 | 8.8 | 248.6395 | 0 | 1264143.4163 | 308074.0216 | 172728.8183 | 37556.2394 | 97788.9639 | 20.275 | 20.375 | 20.275 | 20.375 | 0.25 | 900 | 0.00187 | 342.3045 | 0.00016003
2017-10-04 22:15 | 27144.5 | 142.3125 | 20.3367 | 8.9125 | 827.6831 | 222.0299 | 1136806.2086 | 368162.5403 | 209797.0979 | 52097.0263 | 106268.4161 | 20.2838 | 20.3838 | 20.2838 | 20.3838 | 0.125 | 450 | 0.00116 | 409.0695 | 5.9235e-05
2017-10-04 22:30 | 27146.5 | 142.5625 | 20.4025 | 8.9875 | 0 | 843.1102 | 1009469.0009 | 462803.4654 | 277537.9467 | 66370.0774 | 118895.4413 | 20.2862 | 20.3862 | 20.2862 | 20.3862 | 0.125 | 450 | 0.00213 | 514.2261 | 0.00013519
2017-10-04 22:45 | 27148.5 | 142.8125 | 20.2738 | 9.0625 | 1140.7378 | 0 | 1009469.0009 | 545856.0999 | 313337.0943 | 100747.6003 | 131771.4053 | 20.2739 | 20.3739 | 20.2739 | 20.3739 | 0.125 | 450 | 0.00135 | 606.5068 | 0.0001024
2017-10-04 23:00 | 27150.5 | 143.0625 | 20.3915 | 9.075 | 0 | 803.4885 | 1009469.0009 | 550564.1481 | 312008.2402 | 105816.5651 | 132739.3428 | 20.2769 | 20.3769 | 20.2769 | 20.3769 | 0.125 | 450 | 0.00197 | 611.7379 | 0.00015048
2017-10-04 23:15 | 27152 | 143.25 | 19.9703 | 9.05 | 677.7904 | 0 | 1009469.0009 | 559396.6047 | 392532.8639 | 38684.0321 | 128179.7087 | 19.9612 | 20.0612 | 19.9612 | 20.0612 | 0.25 | 900 | 0.00183 | 621.5518 | 0.00028436
2017-10-04 23:30 | 27153 | 143.5 | 19.9611 | 9 | 541.2586 | 0 | 787730.259 | 528937.4769 | 241988.1068 | 152845.926 | 134103.4441 | 19.9513 | 20.0513 | 19.9513 | 20.0513 | 0.25 | 900 | 0.00182 | 587.7083 | 0.00026741
2017-10-04 23:45 | 27154.5 | 143.8125 | 19.7482 | 8.925 | 0 | 466.9627 | 787730.259 | 355500.4918 | 255167.7562 | 0 | 100332.7355 | 19.7012 | 19.8012 | 19.7012 | 19.8012 | 0.125 | 450 | 1e-05 | 395.0005 | 5.0167e-07
2017-10-05 | 27156 | 144 | 19.4567 | 8.9 | 177.7104 | 0 | 787730.259 | 270000 | 180000 | 0 | 90000 | 19.4522 | 19.5522 | 19.4522 | 19.5522 | 0.25 | 900 | 1e-05 | 300 | 7.5e-07

## Details_2025-11-22
datetime | Unnamed: 0 | sim_time | Zone Air Temperature,LIVING_UNIT1 | Site Outdoor Air Drybulb Temperature,ENVIRONMENT | Zone Air System Sensible Heating Rate,LIVING_UNIT1 | Zone Air System Sensible Cooling Rate,LIVING_UNIT1 | Electricity:Building | Electricity:HVAC | Heating:Electricity | Cooling:Electricity | Fans:Electricity | Zone Thermostat Heating Setpoint Temperature,LIVING_UNIT1 | Zone Thermostat Cooling Setpoint Temperature,LIVING_UNIT1 | Zone Temperature Control,Heating Setpoint,LIVING_UNIT1 | Zone Temperature Control,Cooling Setpoint,LIVING_UNIT1 | dt_hours | dt_seconds | current_price | P_total_W | step_cost_real
2017-11-22 | 28891 | 120 | 19.9898 | 6.8 | 1578.6162 | 0 | 787730.259 | 753463.4727 | 0 | 0 | 0 | 19.97 | 20.07 | 19.97 | 20.07 | 0.25 | 900 | 0.1172 | 0 | 0
2017-11-22 00:15 | 28892 | 120.25 | 20.0316 | 6.825 | 1531.1594 | 0 | 787730.259 | 759383.2969 | 608523.6173 | 0 | 150859.6797 | 19.95 | 20.05 | 19.95 | 20.05 | 0.25 | 900 | 0.10343 | 843.7592 | 0.021818
2017-11-22 00:30 | 28893 | 120.5 | 20.0298 | 6.85 | 1315.8372 | 0 | 613262.9701 | 746871.7133 | 597586.992 | 0 | 149284.7213 | 19.95 | 20.05 | 19.95 | 20.05 | 0.25 | 900 | 0.09168 | 829.8575 | 0.01902
2017-11-22 00:45 | 28894.5 | 120.8125 | 20.159 | 6.8875 | 1488.5473 | 0 | 613262.9701 | 662422.5673 | 523659.6308 | 0 | 138762.9365 | 20.1163 | 20.2163 | 20.1163 | 20.2163 | 0.125 | 450 | 0.08573 | 736.0251 | 0.007904
2017-11-22 01:00 | 28896.5 | 121.0625 | 20.127 | 6.95 | 646.151 | 0 | 613262.9701 | 663067.9432 | 524241.3377 | 0 | 138826.6055 | 20.1163 | 20.2163 | 20.1163 | 20.2163 | 0.125 | 450 | 0.09895 | 736.7422 | 0.0090929
2017-11-22 01:15 | 28898 | 121.25 | 19.9648 | 7 | 1631.1425 | 0 | 613262.9701 | 684601.6273 | 543107.9401 | 0 | 141493.6871 | 19.95 | 20.05 | 19.95 | 20.05 | 0.25 | 900 | 0.09259 | 760.6685 | 0.017608
2017-11-22 01:30 | 28899 | 121.5 | 19.9251 | 7.1 | 1460.0563 | 0 | 562337.4017 | 599960.5406 | 469031.9701 | 0 | 130928.5705 | 19.95 | 20.05 | 19.95 | 20.05 | 0.25 | 900 | 0.09222 | 666.6228 | 0.015369
2017-11-22 01:45 | 28900 | 121.75 | 19.9156 | 7.2 | 1307.0743 | 0 | 562337.4017 | 720342.7899 | 574553.7998 | 0 | 145788.9902 | 19.95 | 20.05 | 19.95 | 20.05 | 0.25 | 900 | 0.0935 | 800.3809 | 0.018709
2017-11-22 02:00 | 28901 | 122 | 19.9122 | 7.3 | 1515.929 | 0 | 562337.4017 | 676635.1773 | 536325.6652 | 0 | 140309.5121 | 19.95 | 20.05 | 19.95 | 20.05 | 0.25 | 900 | 0.09037 | 751.8169 | 0.016985
2017-11-22 02:15 | 28902 | 122.25 | 19.9697 | 7.325 | 1639.0854 | 0 | 562337.4017 | 735342.8783 | 587844.2765 | 0 | 147498.6018 | 19.95 | 20.05 | 19.95 | 20.05 | 0.25 | 900 | 0.08916 | 817.0476 | 0.018212
2017-11-22 02:30 | 28903 | 122.5 | 19.9723 | 7.35 | 1545.1194 | 0 | 545753.3182 | 771719.7257 | 619746.3681 | 0 | 151973.3576 | 19.95 | 20.05 | 19.95 | 20.05 | 0.25 | 900 | 0.08723 | 857.4664 | 0.018699
2017-11-22 02:45 | 28904 | 122.75 | 19.9728 | 7.375 | 1595.0105 | 0 | 545753.3182 | 743243.0374 | 594806.0699 | 0 | 148436.9675 | 19.95 | 20.05 | 19.95 | 20.05 | 0.25 | 900 | 0.087 | 825.8256 | 0.017962
2017-11-22 03:00 | 28905 | 123 | 19.9728 | 7.4 | 1581.6107 | 0 | 545753.3182 | 756920.764 | 606814.2873 | 0 | 150106.4766 | 19.95 | 20.05 | 19.95 | 20.05 | 0.25 | 900 | 0.08664 | 841.0231 | 0.018217
2017-11-22 03:15 | 28906 | 123.25 | 19.987 | 7.525 | 1563.1424 | 0 | 545753.3182 | 752811.9324 | 603231.9376 | 0 | 149579.9948 | 19.95 | 20.05 | 19.95 | 20.05 | 0.25 | 900 | 0.08507 | 836.4577 | 0.017789
2017-11-22 03:30 | 28907 | 123.5 | 19.9869 | 7.65 | 1490.8368 | 0 | 533363.667 | 746673.0371 | 597945.7711 | 0 | 148727.2659 | 19.95 | 20.05 | 19.95 | 20.05 | 0.25 | 900 | 0.08549 | 829.6367 | 0.017731
2017-11-22 03:45 | 28908 | 123.75 | 19.9865 | 7.775 | 1456.3699 | 0 | 533363.667 | 724381.6038 | 578491.4247 | 0 | 145890.1791 | 19.95 | 20.05 | 19.95 | 20.05 | 0.25 | 900 | 0.08391 | 804.8684 | 0.016884
2017-11-22 04:00 | 28909 | 124 | 19.9858 | 7.9 | 1405.4012 | 0 | 533363.667 | 713180.0641 | 568756.1933 | 0 | 144423.8708 | 19.95 | 20.05 | 19.95 | 20.05 | 0.25 | 900 | 0.08219 | 792.4223 | 0.016282
2017-11-22 04:15 | 28910 | 124.25 | 19.9719 | 7.95 | 1361.1418 | 0 | 533363.667 | 697373.3281 | 554975.8954 | 0 | 142397.4327 | 19.9501 | 20.0501 | 19.9501 | 20.0501 | 0.25 | 900 | 0.08649 | 774.8593 | 0.016754
2017-11-22 04:30 | 28911 | 124.5 | 19.9712 | 8 | 1372.92 | 0 | 566989.6412 | 683861.3549 | 543153.5823 | 0 | 140707.7727 | 19.95 | 20.05 | 19.95 | 20.05 | 0.25 | 900 | 0.08543 | 759.8459 | 0.016228
2017-11-22 04:45 | 28912 | 124.75 | 19.9709 | 8.05 | 1351.3528 | 0 | 566989.6412 | 686974.6238 | 545918.6938 | 0 | 141055.93 | 19.95 | 20.05 | 19.95 | 20.05 | 0.25 | 900 | 0.08842 | 763.3051 | 0.016873
2017-11-22 05:00 | 28913 | 125 | 19.9707 | 8.1 | 1344.603 | 0 | 566989.6412 | 680380.725 | 540164.9383 | 0 | 140215.7868 | 19.95 | 20.05 | 19.95 | 20.05 | 0.25 | 900 | 0.08637 | 755.9786 | 0.016323
2017-11-22 05:15 | 28914 | 125.25 | 19.9702 | 8.15 | 1300.1806 | 0 | 566989.6412 | 677953.2461 | 538067.0593 | 0 | 139886.1868 | 19.95 | 20.05 | 19.95 | 20.05 | 0.25 | 900 | 0.0854 | 753.2814 | 0.016083
2017-11-22 05:30 | 28915 | 125.5 | 19.9699 | 8.2 | 1279.4451 | 0 | 696064.4026 | 664930.0258 | 526667.8921 | 0 | 138262.1337 | 19.95 | 20.05 | 19.95 | 20.05 | 0.25 | 900 | 0.08591 | 738.8111 | 0.015868
2017-11-22 05:45 | 28916 | 125.75 | 19.9697 | 8.25 | 1261.8547 | 0 | 696064.4026 | 658591.9727 | 521135.3865 | 0 | 137456.5862 | 19.95 | 20.05 | 19.95 | 20.05 | 0.25 | 900 | 0.08845 | 731.7689 | 0.016181
2017-11-22 06:00 | 28917 | 126 | 19.9698 | 8.3 | 1281.9328 | 0 | 696064.4026 | 653140.3247 | 516380.0888 | 0 | 136760.2359 | 19.95 | 20.05 | 19.95 | 20.05 | 0.25 | 900 | 0.08586 | 725.7115 | 0.015577
2017-11-22 06:15 | 28918 | 126.25 | 19.9733 | 8.475 | 1245.8224 | 0 | 696064.4026 | 658299.8389 | 520940.8889 | 0 | 137358.9499 | 19.95 | 20.05 | 19.95 | 20.05 | 0.25 | 900 | 0.08892 | 731.4443 | 0.01626
2017-11-22 06:30 | 28919 | 126.5 | 19.9729 | 8.65 | 1208.4348 | 0 | 832563.7912 | 646655.8329 | 510822.167 | 0 | 135833.6659 | 19.95 | 20.05 | 19.95 | 20.05 | 0.25 | 900 | 0.094 | 718.5065 | 0.016885
2017-11-22 06:45 | 28920 | 126.75 | 19.9726 | 8.825 | 1183.3751 | 0 | 832563.7912 | 634383.4231 | 500144.7537 | 0 | 134238.6694 | 19.9501 | 20.0501 | 19.9501 | 20.0501 | 0.25 | 900 | 0.1021 | 704.8705 | 0.017992
2017-11-22 07:00 | 28921 | 127 | 19.972 | 9 | 1153.8762 | 0 | 832563.7912 | 625709.0286 | 492622.5952 | 0 | 133086.4334 | 19.95 | 20.05 | 19.95 | 20.05 | 0.25 | 900 | 0.1042 | 695.2323 | 0.018111
2017-11-22 07:15 | 28922 | 127.25 | 19.9679 | 9.05 | 1155.7705 | 0 | 832563.7912 | 615832.3977 | 484038.5479 | 0 | 131793.8498 | 19.95 | 20.05 | 19.95 | 20.05 | 0.25 | 900 | 0.11022 | 684.2582 | 0.018855
2017-11-22 07:30 | 28923 | 127.5 | 19.9676 | 9.1 | 1143.2662 | 0 | 917156.0991 | 615672.4579 | 483925.4002 | 0 | 131747.0578 | 19.95 | 20.05 | 19.95 | 20.05 | 0.25 | 900 | 0.11332 | 684.0805 | 0.01938
2017-11-22 07:45 | 28924 | 127.75 | 19.9673 | 9.15 | 1122.4533 | 0 | 917156.0991 | 611801.2649 | 480548.8785 | 0 | 131252.3864 | 19.95 | 20.05 | 19.95 | 20.05 | 0.25 | 900 | 0.11309 | 679.7792 | 0.019219
2017-11-22 08:00 | 28925 | 128 | 19.9671 | 9.2 | 1107.196 | 0 | 917156.0991 | 605541.6135 | 475071.3489 | 0 | 130470.2645 | 19.95 | 20.05 | 19.95 | 20.05 | 0.25 | 900 | 0.1211 | 672.824 | 0.02037
2017-11-22 08:15 | 28926 | 128.25 | 19.9739 | 9.3 | 1249.1372 | 0 | 917156.0991 | 600836.4514 | 470959.9376 | 0 | 129876.5137 | 19.95 | 20.05 | 19.95 | 20.05 | 0.25 | 900 | 0.11406 | 667.5961 | 0.019037
2017-11-22 08:30 | 28927 | 128.5 | 19.974 | 9.4 | 1219.1756 | 0 | 802160.3193 | 639510.8739 | 505031.4442 | 0 | 134479.4297 | 19.95 | 20.05 | 19.95 | 20.05 | 0.25 | 900 | 0.0967 | 710.5676 | 0.017178
2017-11-22 08:45 | 28928.5 | 128.8125 | 20.2116 | 9.55 | 1899.4465 | 0 | 802160.3193 | 627375.9848 | 494441.9799 | 0 | 132934.0049 | 20.2018 | 20.3018 | 20.2018 | 20.3018 | 0.125 | 450 | 0.08491 | 697.0844 | 0.0074008
2017-11-22 09:00 | 28930.5 | 129.0625 | 20.2098 | 9.55 | 454.205 | 0 | 802160.3193 | 696345.5757 | 555199.1604 | 0 | 141146.4154 | 20.2018 | 20.3018 | 20.2018 | 20.3018 | 0.125 | 450 | 0.11524 | 773.7173 | 0.011069
2017-11-22 09:15 | 28932 | 129.25 | 19.9644 | 9.5 | 1834.424 | 0 | 802160.3193 | 768003.5855 | 618293.4969 | 0 | 149710.0886 | 19.95 | 20.05 | 19.95 | 20.05 | 0.25 | 900 | 0.08572 | 853.3373 | 0.018287
2017-11-22 09:30 | 28933 | 129.5 | 20.0113 | 9.4 | 1448.7444 | 0 | 755520.0357 | 548182.8864 | 424785.0702 | 0 | 123397.8161 | 19.95 | 20.05 | 19.95 | 20.05 | 0.25 | 900 | 0.08607 | 609.0921 | 0.013106
2017-11-22 09:45 | 28934 | 129.75 | 19.9777 | 9.3 | 703.6578 | 0 | 755520.0357 | 693549.0296 | 552631.9355 | 0 | 140917.0941 | 19.95 | 20.05 | 19.95 | 20.05 | 0.25 | 900 | 0.07174 | 770.61 | 0.013821
2017-11-22 10:00 | 28935.5 | 130.0625 | 20.1098 | 9.1625 | 728.8804 | 0 | 755520.0357 | 591990.5192 | 463197.2941 | 0 | 128793.2251 | 20.1071 | 20.2071 | 20.1071 | 20.2071 | 0.125 | 450 | 0.08785 | 657.7672 | 0.0071363
2017-11-22 10:15 | 28937 | 130.25 | 19.9629 | 9.125 | 1437.7903 | 0 | 755520.0357 | 698761.2469 | 557081.6219 | 0 | 141679.625 | 19.95 | 20.05 | 19.95 | 20.05 | 0.25 | 900 | 0.08049 | 776.4014 | 0.015623
2017-11-22 10:30 | 28938 | 130.5 | 19.9693 | 9.05 | 1159.9351 | 0 | 771370.9002 | 489802.5893 | 373283.0884 | 0 | 116519.5009 | 19.95 | 20.05 | 19.95 | 20.05 | 0.25 | 900 | 0.08153 | 544.2251 | 0.011093
2017-11-22 10:45 | 28939 | 130.75 | 19.9565 | 8.975 | 786.7497 | 0 | 771370.9002 | 616144.6008 | 484340.5221 | 0 | 131804.0787 | 19.95 | 20.05 | 19.95 | 20.05 | 0.25 | 900 | 0.08133 | 684.6051 | 0.01392
2017-11-22 11:00 | 28940 | 131 | 19.9563 | 8.9 | 899.5199 | 0 | 771370.9002 | 511372.3706 | 392192.9254 | 0 | 119179.4452 | 19.95 | 20.05 | 19.95 | 20.05 | 0.25 | 900 | 0.08073 | 568.1915 | 0.011468
2017-11-22 11:15 | 28941 | 131.25 | 19.9631 | 8.85 | 892.8844 | 0 | 771370.9002 | 544189.9855 | 421010.53 | 0 | 123179.4555 | 19.95 | 20.05 | 19.95 | 20.05 | 0.25 | 900 | 0.07994 | 604.6555 | 0.012084
2017-11-22 11:30 | 28942 | 131.5 | 19.9631 | 8.8 | 873.6936 | 0 | 784741.6695 | 542899.5783 | 419854.5688 | 0 | 123045.0095 | 19.95 | 20.05 | 19.95 | 20.05 | 0.25 | 900 | 0.07971 | 603.2218 | 0.012021
2017-11-22 11:45 | 28943 | 131.75 | 19.9628 | 8.75 | 847.8958 | 0 | 784741.6695 | 537723.1606 | 415283.6557 | 0 | 122439.5049 | 19.95 | 20.05 | 19.95 | 20.05 | 0.25 | 900 | 0.07705 | 597.4702 | 0.011509
2017-11-22 12:00 | 28944 | 132 | 19.9618 | 8.7 | 767.1477 | 0 | 784741.6695 | 530774.4612 | 409156.1631 | 0 | 121618.2981 | 19.95 | 20.05 | 19.95 | 20.05 | 0.25 | 900 | 0.0773 | 589.7494 | 0.011397
2017-11-22 12:15 | 28945 | 132.25 | 19.9668 | 8.775 | 722.0024 | 0 | 784741.6695 | 508092.4141 | 389205.3071 | 0 | 118887.107 | 19.95 | 20.05 | 19.95 | 20.05 | 0.25 | 900 | 0.07631 | 564.5471 | 0.01077
2017-11-22 12:30 | 28946 | 132.5 | 19.9673 | 8.85 | 648.5776 | 0 | 774510.3167 | 494834.621 | 377582.8926 | 0 | 117251.7284 | 19.95 | 20.05 | 19.95 | 20.05 | 0.25 | 900 | 0.07751 | 549.8162 | 0.010654
2017-11-22 12:45 | 28947 | 132.75 | 19.9652 | 8.925 | 583.6952 | 0 | 774510.3167 | 473167.3053 | 358566.0744 | 0 | 114601.2309 | 19.95 | 20.05 | 19.95 | 20.05 | 0.25 | 900 | 0.07694 | 525.7415 | 0.010113
2017-11-22 13:00 | 28948 | 133 | 19.9603 | 9 | 522.2093 | 0 | 774510.3167 | 453963.2662 | 341709.3694 | 0 | 112253.8968 | 19.95 | 20.05 | 19.95 | 20.05 | 0.25 | 900 | 0.07528 | 504.4036 | 0.0094929
2017-11-22 13:15 | 28949 | 133.25 | 19.9517 | 9.125 | 450.3961 | 0 | 774510.3167 | 435727.5701 | 325699.3911 | 0 | 110028.179 | 19.95 | 20.05 | 19.95 | 20.05 | 0.25 | 900 | 0.07545 | 484.1417 | 0.0091321
2017-11-22 13:30 | 28950 | 133.5 | 19.9458 | 9.25 | 450.7867 | 0 | 761050.4743 | 414258.9575 | 306853.9052 | 0 | 107405.0522 | 19.95 | 20.05 | 19.95 | 20.05 | 0.25 | 900 | 0.07669 | 460.2877 | 0.0088249
2017-11-22 13:45 | 28951 | 133.75 | 19.9445 | 9.375 | 440.6886 | 0 | 761050.4743 | 413729.178 | 306416.5547 | 0 | 107312.6233 | 19.95 | 20.05 | 19.95 | 20.05 | 0.25 | 900 | 0.08 | 459.6991 | 0.009194
2017-11-22 14:00 | 28952.5 | 134.0625 | 19.9396 | 9.45 | 520.5015 | 0 | 761050.4743 | 409368.7006 | 302622.6263 | 0 | 106746.0743 | 19.95 | 20.05 | 19.95 | 20.05 | 0.125 | 450 | 0.07881 | 454.8541 | 0.0044815
2017-11-22 14:15 | 28954.5 | 134.3125 | 19.9551 | 9.35 | 533.0037 | 0 | 763332.6768 | 423260.2259 | 314846.9543 | 0 | 108413.2716 | 19.95 | 20.05 | 19.95 | 20.05 | 0.125 | 450 | 0.07492 | 470.2891 | 0.004394
2017-11-22 14:30 | 28956 | 134.5 | 19.9556 | 9.3 | 577.4808 | 0 | 765614.8792 | 438051.108 | 327848.7855 | 0 | 110202.3225 | 19.95 | 20.05 | 19.95 | 20.05 | 0.25 | 900 | 0.07839 | 486.7235 | 0.0095386
2017-11-22 14:45 | 28957 | 134.75 | 20.0491 | 9.2 | 773.0817 | 0 | 765614.8792 | 452678.0214 | 340688.373 | 0 | 111989.6484 | 20.0818 | 20.1818 | 20.0818 | 20.1818 | 0.25 | 900 | 0.0905 | 502.9756 | 0.01138
2017-11-22 15:00 | 28958 | 135 | 19.9221 | 9.1 | 472.6252 | 0 | 765614.8792 | 508495.8041 | 389749.3308 | 0 | 118746.4733 | 19.95 | 20.05 | 19.95 | 20.05 | 0.25 | 900 | 0.07891 | 564.9953 | 0.011146
2017-11-22 15:15 | 28959 | 135.25 | 20.006 | 8.975 | 860.4664 | 0 | 765614.8792 | 419221.0365 | 311211.3786 | 0 | 108009.6579 | 19.95 | 20.05 | 19.95 | 20.05 | 0.25 | 900 | 0.0806 | 465.8012 | 0.0093859
2017-11-22 15:30 | 28960 | 135.5 | 20.1959 | 8.85 | 838.5172 | 0 | 833027.0814 | 534630.6336 | 412639.5029 | 0 | 121991.1308 | 20.1481 | 20.2481 | 20.1481 | 20.2481 | 0.25 | 900 | 0.09339 | 594.034 | 0.013869
2017-11-22 15:45 | 28961 | 135.75 | 19.9998 | 8.725 | 225.6184 | 0 | 833027.0814 | 531898.2821 | 410185.4034 | 0 | 121712.8787 | 19.95 | 20.05 | 19.95 | 20.05 | 0.25 | 900 | 0.09204 | 590.9981 | 0.013599
2017-11-22 16:00 | 28963 | 136.0833 | 19.9726 | 8.15 | 668.6983 | 0 | 833027.0814 | 449366.0607 | 337580.7113 | 0 | 111785.3494 | 19.95 | 20.05 | 19.95 | 20.05 | 0.083333 | 300 | 0.09874 | 499.2956 | 0.0041084
2017-11-22 16:15 | 28965.5 | 136.3125 | 19.9569 | 7.5875 | 746.058 | 0 | 943613.4829 | 486902.595 | 370441.9542 | 0 | 116460.6407 | 19.95 | 20.05 | 19.95 | 20.05 | 0.125 | 450 | 0.09779 | 541.0029 | 0.0066247
2017-11-22 16:30 | 28968 | 136.5833 | 19.9613 | 6.8 | 926.9297 | 0 | 1054199.8844 | 518062.5169 | 397465.0001 | 0 | 120597.5168 | 19.9536 | 20.0536 | 19.9536 | 20.0536 | 0.083333 | 300 | 0.09798 | 575.625 | 0.0047
2017-11-22 16:45 | 28970.5 | 136.8125 | 19.9615 | 6.2375 | 1051.4228 | 0 | 1054199.8844 | 564418.1847 | 437844.1611 | 0 | 126574.0236 | 19.9527 | 20.0527 | 19.9527 | 20.0527 | 0.125 | 450 | 0.10444 | 627.1313 | 0.0081636
2017-11-22 17:00 | 28972.5 | 137.0625 | 19.9908 | 5.8375 | 1143.9148 | 0 | 1054199.8844 | 612986.1305 | 480012.1712 | 0 | 132973.9593 | 19.9807 | 20.0807 | 19.9807 | 20.0807 | 0.125 | 450 | 0.10505 | 681.0957 | 0.0089201
2017-11-22 17:15 | 28974 | 137.25 | 20.0217 | 5.775 | 933.465 | 0 | 1054199.8844 | 637191.3643 | 501001.3891 | 0 | 136189.9752 | 20.0114 | 20.1114 | 20.0114 | 20.1114 | 0.25 | 900 | 0.11116 | 707.9904 | 0.019675
2017-11-22 17:30 | 28975 | 137.5 | 19.9913 | 5.65 | 883.8626 | 0 | 1330183.6065 | 615971.6924 | 482382.3587 | 0 | 133589.3337 | 19.95 | 20.05 | 19.95 | 20.05 | 0.25 | 900 | 0.11042 | 684.413 | 0.018893
2017-11-22 17:45 | 28976 | 137.75 | 19.9917 | 5.525 | 950.0834 | 0 | 1330183.6065 | 567048.4304 | 439564.1108 | 0 | 127484.3195 | 19.95 | 20.05 | 19.95 | 20.05 | 0.25 | 900 | 0.11065 | 630.0538 | 0.017429
2017-11-22 18:00 | 28977 | 138 | 19.9906 | 5.4 | 862.3671 | 0 | 1330183.6065 | 588925.4481 | 458617.3289 | 0 | 130308.1192 | 19.95 | 20.05 | 19.95 | 20.05 | 0.25 | 900 | 0.11292 | 654.3616 | 0.018473
2017-11-22 18:15 | 28978 | 138.25 | 19.9903 | 5.2 | 709.1052 | 0 | 1330183.6065 | 563469.2131 | 436320.3816 | 0 | 127148.8315 | 19.95 | 20.05 | 19.95 | 20.05 | 0.25 | 900 | 0.11249 | 626.0769 | 0.017607
2017-11-22 18:30 | 28979 | 138.5 | 19.9916 | 5 | 658.2499 | 0 | 1419081.7863 | 518205.5268 | 396707.9472 | 0 | 121497.5796 | 19.95 | 20.05 | 19.95 | 20.05 | 0.25 | 900 | 0.10555 | 575.7839 | 0.015193
2017-11-22 18:45 | 28980 | 138.75 | 19.9892 | 4.8 | 608.837 | 0 | 1419081.7863 | 687517.0734 | 558327.6449 | 0 | 129189.4285 | 19.95 | 20.05 | 19.95 | 20.05 | 0.25 | 900 | 0.09888 | 763.9079 | 0.018884
2017-11-22 19:00 | 28981 | 139 | 20.0307 | 4.6 | 643.614 | 0 | 1419081.7863 | 662265.8926 | 535326.5462 | 0 | 126939.3464 | 19.9937 | 20.0937 | 19.9937 | 20.0937 | 0.25 | 900 | 0.10411 | 735.851 | 0.019152
2017-11-22 19:15 | 28982 | 139.25 | 19.9445 | 4.6 | 472.1176 | 0 | 1419081.7863 | 685908.9418 | 556614.9925 | 0 | 129293.9493 | 19.95 | 20.05 | 19.95 | 20.05 | 0.25 | 900 | 0.10296 | 762.121 | 0.019617
2017-11-22 19:30 | 28983 | 139.5 | 19.9441 | 4.6 | 758.6304 | 0 | 1392175.501 | 585043.0592 | 465277.3237 | 0 | 119765.7355 | 19.95 | 20.05 | 19.95 | 20.05 | 0.25 | 900 | 0.09993 | 650.0478 | 0.01624
2017-11-22 19:45 | 28984 | 139.75 | 19.9456 | 4.6 | 738.908 | 0 | 1392175.501 | 747497.9393 | 612381.2236 | 0 | 135116.7157 | 19.95 | 20.05 | 19.95 | 20.05 | 0.25 | 900 | 0.097 | 830.5533 | 0.020141
2017-11-22 20:00 | 28985 | 140 | 19.9468 | 4.6 | 822.0087 | 0 | 1392175.501 | 736727.1954 | 602626.2041 | 0 | 134100.9914 | 19.95 | 20.05 | 19.95 | 20.05 | 0.25 | 900 | 0.09245 | 818.5858 | 0.01892
2017-11-22 20:15 | 28986 | 140.25 | 19.9681 | 4.425 | 875.4363 | 0 | 1392175.501 | 782241.4347 | 643837.6618 | 0 | 138403.7728 | 19.95 | 20.05 | 19.95 | 20.05 | 0.25 | 900 | 0.088 | 869.1571 | 0.019121
2017-11-22 20:30 | 28987 | 140.5 | 19.9701 | 4.25 | 865.4207 | 0 | 1377595.0107 | 804583.668 | 663301.5039 | 0 | 141282.1641 | 19.95 | 20.05 | 19.95 | 20.05 | 0.25 | 900 | 0.08954 | 893.9819 | 0.020012
2017-11-22 20:45 | 28988.5 | 140.8125 | 20.1338 | 3.9875 | 1365.8394 | 0 | 1377595.0107 | 797547.2188 | 655759.9117 | 0 | 141787.3071 | 20.1186 | 20.2186 | 20.1186 | 20.2186 | 0.125 | 450 | 0.08741 | 886.1636 | 0.0096771
2017-11-22 21:00 | 28990 | 141 | 20.2985 | 3.9 | 639.3149 | 0 | 1377595.0107 | 804211.3278 | 661371.5028 | 0 | 142839.825 | 20.2871 | 20.3871 | 20.2871 | 20.3871 | 0.25 | 900 | 0.09976 | 893.5681 | 0.022286
2017-11-22 21:15 | 28991 | 141.25 | 20.0026 | 3.75 | 329.076 | 0 | 1377595.0107 | 970545.6131 | 810168.073 | 0 | 160377.5401 | 19.95 | 20.05 | 19.95 | 20.05 | 0.25 | 900 | 0.09526 | 1078.384 | 0.025682
2017-11-22 21:30 | 28992 | 141.5 | 20.0161 | 3.6 | 1111.8843 | 0 | 1264143.4163 | 490529.2705 | 378407.6016 | 0 | 112121.6688 | 19.95 | 20.05 | 19.95 | 20.05 | 0.25 | 900 | 0.09053 | 545.0325 | 0.012335
2017-11-22 21:45 | 28993 | 141.75 | 19.9894 | 3.45 | 681.1825 | 0 | 1264143.4163 | 914492.1925 | 759933.5242 | 0 | 154558.6683 | 19.95 | 20.05 | 19.95 | 20.05 | 0.25 | 900 | 0.08543 | 1016.1024 | 0.021701
2017-11-22 22:00 | 28994 | 142 | 20.2433 | 3.3 | 1218.308 | 0 | 1264143.4163 | 693041.3621 | 560722.3523 | 0 | 132319.0098 | 20.2123 | 20.3123 | 20.2123 | 20.3123 | 0.25 | 900 | 0.09509 | 770.046 | 0.018306
2017-11-22 22:15 | 28995 | 142.25 | 19.9615 | 3.3 | 359.2405 | 0 | 1264143.4163 | 998263.8584 | 835504.817 | 0 | 162759.0414 | 19.95 | 20.05 | 19.95 | 20.05 | 0.25 | 900 | 0.09064 | 1109.1821 | 0.025134
2017-11-22 22:30 | 28996 | 142.5 | 19.9689 | 3.3 | 1160.5824 | 0 | 1009469.0009 | 513394.8251 | 399000.127 | 0 | 114394.6981 | 19.95 | 20.05 | 19.95 | 20.05 | 0.25 | 900 | 0.08971 | 570.4387 | 0.012794
2017-11-22 22:45 | 28997 | 142.75 | 19.9635 | 3.3 | 890.7663 | 0 | 1009469.0009 | 944739.3108 | 786894.9379 | 0 | 157844.3729 | 19.95 | 20.05 | 19.95 | 20.05 | 0.25 | 900 | 0.08434 | 1049.7103 | 0.022133
2017-11-22 23:00 | 28998 | 143 | 19.9599 | 3.3 | 1039.4657 | 0 | 1009469.0009 | 802037.6742 | 658368.8839 | 0 | 143668.7903 | 19.9519 | 20.0519 | 19.9519 | 20.0519 | 0.25 | 900 | 0.08799 | 891.153 | 0.019603
2017-11-22 23:15 | 28999 | 143.25 | 19.9846 | 3.3 | 1137.2981 | 0 | 1009469.0009 | 876130.2497 | 724788.6714 | 0 | 151341.5782 | 19.95 | 20.05 | 19.95 | 20.05 | 0.25 | 900 | 0.0839 | 973.4781 | 0.020419
2017-11-22 23:30 | 29000 | 143.5 | 19.9858 | 3.3 | 1115.5279 | 0 | 787730.259 | 930897.0016 | 774225.7838 | 0 | 156671.2178 | 19.95 | 20.05 | 19.95 | 20.05 | 0.25 | 900 | 0.08264 | 1034.33 | 0.021369
2017-11-22 23:45 | 29002.5 | 143.8438 | 19.1898 | 3.3 | 939.1073 | 1048.286 | 787730.259 | 936252.0875 | 779412.4437 | 0 | 156839.6438 | 19.1321 | 19.2321 | 19.1321 | 19.2321 | 0.0625 | 225 | 0.08193 | 1040.2801 | 0.005325
2017-11-23 | 29005 | 144 | 18.8626 | 3.3 | 323.5957 | 0 | 787730.259 | 941208.29 | 783923.3061 | 0 | 157284.9838 | 18.8595 | 18.9595 | 18.8595 | 18.9595 | 0.25 | 900 | 0.08193 | 1045.787 | 0.02142

## Details_2025-12-24
datetime | Unnamed: 0 | sim_time | Zone Air Temperature,LIVING_UNIT1 | Site Outdoor Air Drybulb Temperature,ENVIRONMENT | Zone Air System Sensible Heating Rate,LIVING_UNIT1 | Zone Air System Sensible Cooling Rate,LIVING_UNIT1 | Electricity:Building | Electricity:HVAC | Heating:Electricity | Cooling:Electricity | Fans:Electricity | Zone Thermostat Heating Setpoint Temperature,LIVING_UNIT1 | Zone Thermostat Cooling Setpoint Temperature,LIVING_UNIT1 | Zone Temperature Control,Heating Setpoint,LIVING_UNIT1 | Zone Temperature Control,Cooling Setpoint,LIVING_UNIT1 | dt_hours | dt_seconds | current_price | P_total_W | step_cost_real
2017-12-24 | 30744 | 120 | 19.977 | 7 | 977.8473 | 0 | 787730.259 | 576294.4977 | 0 | 0 | 0 | 19.9636 | 20.0636 | 19.9636 | 20.0636 | 0.25 | 900 | 0.06587 | 0 | 0
2017-12-24 00:15 | 30745 | 120.25 | 19.9596 | 7.05 | 1011.5253 | 0 | 787730.259 | 583542.3229 | 454650.2814 | 0 | 128892.0416 | 19.9501 | 20.0501 | 19.9501 | 20.0501 | 0.25 | 900 | 0.06541 | 648.3804 | 0.010603
2017-12-24 00:30 | 30746 | 120.5 | 19.9626 | 7.1 | 1116.453 | 0 | 613262.9701 | 592471.506 | 462497.619 | 0 | 129973.887 | 19.95 | 20.05 | 19.95 | 20.05 | 0.25 | 900 | 0.05566 | 658.3017 | 0.0091603
2017-12-24 00:45 | 30747 | 120.75 | 19.9469 | 7.15 | 1147.0074 | 0 | 613262.9701 | 623048.2845 | 489312.2511 | 0 | 133736.0333 | 19.95 | 20.05 | 19.95 | 20.05 | 0.25 | 900 | 0.04993 | 692.2759 | 0.0086413
2017-12-24 01:00 | 30748 | 121 | 20.2267 | 7.2 | 1772.451 | 0 | 613262.9701 | 630926.9518 | 496243.7134 | 0 | 134683.2384 | 20.2429 | 20.3429 | 20.2429 | 20.3429 | 0.25 | 900 | 0.057 | 701.0299 | 0.0099897
2017-12-24 01:15 | 30749 | 121.25 | 19.9827 | 7.25 | 794.3205 | 0 | 613262.9701 | 819007.5088 | 661083.4789 | 0 | 157924.0299 | 19.9501 | 20.0501 | 19.9501 | 20.0501 | 0.25 | 900 | 0.05348 | 910.0083 | 0.012167
2017-12-24 01:30 | 30750 | 121.5 | 19.988 | 7.3 | 1480.9481 | 0 | 562337.4017 | 522755.1969 | 401504.1276 | 0 | 121251.0692 | 19.95 | 20.05 | 19.95 | 20.05 | 0.25 | 900 | 0.0509 | 580.8391 | 0.0073912
2017-12-24 01:45 | 30751 | 121.75 | 19.978 | 7.35 | 1125.4583 | 0 | 562337.4017 | 725597.6236 | 579303.163 | 0 | 146294.4606 | 19.95 | 20.05 | 19.95 | 20.05 | 0.25 | 900 | 0.04687 | 806.2196 | 0.0094469
2017-12-24 02:00 | 30752 | 122 | 20.0869 | 7.4 | 1408.1749 | 0 | 562337.4017 | 622940.0019 | 489358.2864 | 0 | 133581.7155 | 20.0704 | 20.1704 | 20.0704 | 20.1704 | 0.25 | 900 | 0.05088 | 692.1556 | 0.0088042
2017-12-24 02:15 | 30753 | 122.25 | 19.9985 | 7.175 | 976.626 | 0 | 562337.4017 | 707061.2191 | 563126.9573 | 0 | 143934.2618 | 19.9501 | 20.0501 | 19.9501 | 20.0501 | 0.25 | 900 | 0.04828 | 785.6236 | 0.0094825
2017-12-24 02:30 | 30754 | 122.5 | 20.0016 | 6.95 | 1178.112 | 0 | 545753.3182 | 579331.5365 | 451048.2276 | 0 | 128283.309 | 19.9501 | 20.0501 | 19.9501 | 20.0501 | 0.25 | 900 | 0.04807 | 643.7017 | 0.0077357
2017-12-24 02:45 | 30755 | 122.75 | 19.9976 | 6.725 | 998.0346 | 0 | 545753.3182 | 641990.7681 | 505819.0485 | 0 | 136171.7196 | 19.9501 | 20.0501 | 19.9501 | 20.0501 | 0.25 | 900 | 0.04721 | 713.3231 | 0.008419
2017-12-24 03:00 | 30756 | 123 | 19.9977 | 6.5 | 969.0508 | 0 | 545753.3182 | 591415.5883 | 461405.9145 | 0 | 130009.6738 | 19.9501 | 20.0501 | 19.9501 | 20.0501 | 0.25 | 900 | 0.04728 | 657.1284 | 0.0077673
2017-12-24 03:15 | 30757 | 123.25 | 19.9711 | 6.55 | 916.7238 | 0 | 545753.3182 | 585025.8438 | 455698.5754 | 0 | 129327.2684 | 19.9501 | 20.0501 | 19.9501 | 20.0501 | 0.25 | 900 | 0.04682 | 650.0287 | 0.0076086
2017-12-24 03:30 | 30758 | 123.5 | 19.9707 | 6.6 | 964.153 | 0 | 533363.667 | 568667.7552 | 441406.3972 | 0 | 127261.358 | 19.9501 | 20.0501 | 19.9501 | 20.0501 | 0.25 | 900 | 0.04447 | 631.8531 | 0.0070246
2017-12-24 03:45 | 30759 | 123.75 | 19.97 | 6.65 | 939.8489 | 0 | 533363.667 | 582852.6744 | 453846.5576 | 0 | 129006.1168 | 19.9501 | 20.0501 | 19.9501 | 20.0501 | 0.25 | 900 | 0.04212 | 647.6141 | 0.0068194
2017-12-24 04:00 | 30760 | 124 | 20.163 | 6.7 | 1298.9023 | 0 | 533363.667 | 575217.4079 | 447187.5755 | 0 | 128029.8324 | 20.1483 | 20.2483 | 20.1483 | 20.2483 | 0.25 | 900 | 0.0463 | 639.1305 | 0.0073979
2017-12-24 04:15 | 30761 | 124.25 | 19.9672 | 6.675 | 586.0761 | 0 | 533363.667 | 685750.937 | 543981.8648 | 0 | 141769.0722 | 19.9501 | 20.0501 | 19.9501 | 20.0501 | 0.25 | 900 | 0.04379 | 761.9455 | 0.0083414
2017-12-24 04:30 | 30762 | 124.5 | 19.971 | 6.65 | 1117.0891 | 0 | 566989.6412 | 466076.1313 | 351653.0257 | 0 | 114423.1056 | 19.9501 | 20.0501 | 19.9501 | 20.0501 | 0.25 | 900 | 0.04087 | 517.8624 | 0.0052913
2017-12-24 04:45 | 30763 | 124.75 | 19.9668 | 6.625 | 885.255 | 0 | 566989.6412 | 627357.0714 | 492830.6807 | 0 | 134526.3907 | 19.9502 | 20.0502 | 19.9502 | 20.0502 | 0.25 | 900 | 0.04035 | 697.0634 | 0.0070316
2017-12-24 05:00 | 30764 | 125 | 20.1491 | 6.6 | 1277.7216 | 0 | 566989.6412 | 559160.088 | 433119.4595 | 0 | 126040.6285 | 20.1367 | 20.2367 | 20.1367 | 20.2367 | 0.25 | 900 | 0.04421 | 621.289 | 0.0068668
2017-12-24 05:15 | 30765 | 125.25 | 19.9672 | 6.55 | 583.2141 | 0 | 566989.6412 | 680286.6034 | 539132.5348 | 0 | 141154.0686 | 19.9501 | 20.0501 | 19.9501 | 20.0501 | 0.25 | 900 | 0.04208 | 755.874 | 0.0079518
2017-12-24 05:30 | 30766 | 125.5 | 20.0115 | 6.5 | 1151.9819 | 0 | 696064.4026 | 466315.7973 | 351823.7218 | 0 | 114492.0755 | 19.9941 | 20.0941 | 19.9941 | 20.0941 | 0.25 | 900 | 0.04451 | 518.1287 | 0.0057655
2017-12-24 05:45 | 30767 | 125.75 | 19.9658 | 6.45 | 785.3875 | 0 | 696064.4026 | 640322.4513 | 504092.0523 | 0 | 136230.399 | 19.9502 | 20.0502 | 19.9502 | 20.0502 | 0.25 | 900 | 0.04504 | 711.4694 | 0.0080111
2017-12-24 06:00 | 30768 | 126 | 19.9669 | 6.4 | 953.7217 | 0 | 696064.4026 | 530087.7861 | 407598.1705 | 0 | 122489.6157 | 19.9501 | 20.0501 | 19.9501 | 20.0501 | 0.25 | 900 | 0.045 | 588.9864 | 0.0066261
2017-12-24 06:15 | 30769 | 126.25 | 19.9674 | 6.425 | 878.8562 | 0 | 696064.4026 | 581660.3152 | 452703.5493 | 0 | 128956.7658 | 19.9506 | 20.0506 | 19.9506 | 20.0506 | 0.25 | 900 | 0.04502 | 646.2892 | 0.007274
2017-12-24 06:30 | 30770 | 126.5 | 20.2537 | 6.45 | 1400.3336 | 0 | 832563.7912 | 559263.6903 | 433117.964 | 0 | 126145.7263 | 20.2453 | 20.3453 | 20.2453 | 20.3453 | 0.25 | 900 | 0.05 | 621.4041 | 0.0077676
2017-12-24 06:45 | 30771 | 126.75 | 20.103 | 6.475 | 604.4685 | 0 | 832563.7912 | 721621.1406 | 575205.5838 | 0 | 146415.5568 | 20.0856 | 20.1856 | 20.0856 | 20.1856 | 0.25 | 900 | 0.05064 | 801.8013 | 0.010151
2017-12-24 07:00 | 30772.5 | 127.0625 | 20.359 | 6.4625 | 1713.2416 | 0 | 832563.7912 | 567833.2961 | 440648.2457 | 0 | 127185.0504 | 20.3481 | 20.4481 | 20.3481 | 20.4481 | 0.125 | 450 | 0.05 | 630.9259 | 0.0039
2017-12-24 07:15 | 30774 | 127.25 | 20.5661 | 6.425 | 727.5478 | 0 | 832563.7912 | 661336.4059 | 522482.6621 | 0 | 138853.7439 | 20.5581 | 20.6581 | 20.5581 | 20.6581 | 0.25 | 900 | 0.0592 | 734.8182 | 0.010875
2017-12-24 07:30 | 30775 | 127.5 | 20.4501 | 6.35 | 837.3563 | 0 | 917156.0991 | 737606.3563 | 589175.3402 | 0 | 148431.0162 | 20.4311 | 20.5311 | 20.4311 | 20.5311 | 0.25 | 900 | 0.06124 | 819.5626 | 0.012548
2017-12-24 07:45 | 30776 | 127.75 | 20.5047 | 6.275 | 1475.8435 | 0 | 917156.0991 | 546786.8566 | 422167.1502 | 0 | 124619.7064 | 20.4824 | 20.5824 | 20.4824 | 20.5824 | 0.25 | 900 | 0.06879 | 607.541 | 0.010448
2017-12-24 08:00 | 30777 | 128 | 20.269 | 6.2 | 726.5873 | 0 | 917156.0991 | 739802.1031 | 590984.5165 | 0 | 148817.5866 | 20.2466 | 20.3466 | 20.2466 | 20.3466 | 0.25 | 900 | 0.07075 | 822.0023 | 0.014539
2017-12-24 08:15 | 30778 | 128.25 | 20.1666 | 6.225 | 1179.4411 | 0 | 917156.0991 | 511888.2939 | 391575.8566 | 0 | 120312.4373 | 20.1383 | 20.2383 | 20.1383 | 20.2383 | 0.25 | 900 | 0.07088 | 568.7648 | 0.010079
2017-12-24 08:30 | 30779 | 128.5 | 20.3451 | 6.25 | 1475.6465 | 0 | 802160.3193 | 648423.4541 | 511016.0479 | 0 | 137407.4061 | 20.3306 | 20.4306 | 20.3306 | 20.4306 | 0.25 | 900 | 0.07941 | 720.4705 | 0.014303
2017-12-24 08:45 | 30780 | 128.75 | 20.1072 | 6.275 | 691.2255 | 0 | 802160.3193 | 743517.2117 | 594215.6682 | 0 | 149301.5435 | 20.0861 | 20.1861 | 20.0861 | 20.1861 | 0.25 | 900 | 0.08153 | 826.1302 | 0.016839
2017-12-24 09:00 | 30781 | 129 | 19.9732 | 6.3 | 919.0263 | 0 | 802160.3193 | 500310.9001 | 381476.7778 | 0 | 118834.1223 | 19.9502 | 20.0502 | 19.9502 | 20.0502 | 0.25 | 900 | 0.08238 | 555.901 | 0.011449
2017-12-24 09:15 | 30782 | 129.25 | 19.9671 | 6.4 | 838.8312 | 0 | 802160.3193 | 569604.8338 | 442107.2734 | 0 | 127497.5604 | 19.95 | 20.05 | 19.95 | 20.05 | 0.25 | 900 | 0.07768 | 632.8943 | 0.012291
2017-12-24 09:30 | 30783.5 | 129.5625 | 19.96 | 6.55 | 596.6469 | 0 | 755520.0357 | 518791.234 | 397710.4588 | 0 | 121080.7752 | 19.95 | 20.05 | 19.95 | 20.05 | 0.125 | 450 | 0.07402 | 576.4347 | 0.0053533
2017-12-24 09:45 | 30785.5 | 129.8125 | 20.118 | 6.65 | 969.8698 | 0 | 755520.0357 | 475396.8067 | 359770.6461 | 0 | 115626.1606 | 20.1131 | 20.2131 | 20.1131 | 20.2131 | 0.125 | 450 | 0.06536 | 528.2187 | 0.0043243
2017-12-24 10:00 | 30787.5 | 130.0625 | 20.1621 | 6.8875 | 75.5175 | 27.7891 | 755520.0357 | 492746.8233 | 374995.295 | 0 | 117751.5283 | 20.1131 | 20.2131 | 20.1131 | 20.2131 | 0.125 | 450 | 0.075 | 547.4965 | 0.0051107
2017-12-24 10:15 | 30790 | 130.3333 | 19.9532 | 7.325 | 203.7534 | 0 | 766087.2787 | 404770.5438 | 298018.8578 | 0 | 106751.686 | 19.95 | 20.05 | 19.95 | 20.05 | 0.083333 | 300 | 0.06801 | 449.745 | 0.0025489
2017-12-24 10:30 | 30793 | 130.5833 | 19.9473 | 7.7 | 12.7608 | 36.1193 | 771370.9002 | 321285.4227 | 224945.8452 | 0 | 96339.5775 | 19.95 | 20.05 | 19.95 | 20.05 | 0.083333 | 300 | 0.06528 | 356.9838 | 0.001942
2017-12-24 10:45 | 30796 | 130.8333 | 19.9693 | 8.075 | 0 | 52.806 | 771370.9002 | 283164.329 | 191540.8748 | 0 | 91623.4541 | 19.9501 | 20.0501 | 19.9501 | 20.0501 | 0.083333 | 300 | 0.06058 | 314.627 | 0.0015883
2017-12-24 11:00 | 30799 | 131.0833 | 20.0454 | 8.2333 | 0 | 138.2553 | 771370.9002 | 270000 | 180000 | 0 | 90000 | 19.95 | 20.05 | 19.95 | 20.05 | 0.083333 | 300 | 0.06045 | 300 | 0.0015112
2017-12-24 11:15 | 30801.5 | 131.3125 | 20.0504 | 8.275 | 0 | 218.6143 | 778056.2848 | 284487.7122 | 177165.0117 | 14285.8321 | 93036.8683 | 19.95 | 20.05 | 19.95 | 20.05 | 0.125 | 450 | 0.05791 | 316.0975 | 0.0022804
2017-12-24 11:30 | 30803.5 | 131.5625 | 20.0509 | 8.325 | 0 | 267.8173 | 784741.6695 | 308075.3973 | 172548.3658 | 37544.765 | 97982.2665 | 19.95 | 20.05 | 19.95 | 20.05 | 0.125 | 450 | 0.05674 | 342.306 | 0.002423
2017-12-24 11:45 | 30805.5 | 131.8125 | 20.0508 | 8.375 | 0 | 317.2307 | 784741.6695 | 322679.7017 | 169686.2137 | 51945.2551 | 101048.2329 | 19.9501 | 20.0501 | 19.9501 | 20.0501 | 0.125 | 450 | 0.05435 | 358.533 | 0.002433
2017-12-24 12:00 | 30807.5 | 132.0625 | 20.0508 | 8.4625 | 0 | 318.3472 | 784741.6695 | 332028.9829 | 167848.1568 | 61163.6479 | 103017.1783 | 19.9501 | 20.0501 | 19.9501 | 20.0501 | 0.125 | 450 | 0.0559 | 368.9211 | 0.0025758
2017-12-24 12:15 | 30809 | 132.25 | 20.0505 | 8.525 | 0 | 302.8824 | 784741.6695 | 335873.9325 | 167090.5942 | 64954.6513 | 103828.687 | 19.95 | 20.05 | 19.95 | 20.05 | 0.25 | 900 | 0.05493 | 373.1933 | 0.0051249
2017-12-24 12:30 | 30810.5 | 132.5625 | 20.0343 | 8.7125 | 0 | 151.1547 | 774510.3167 | 323219.2053 | 169559.6544 | 52475.7464 | 101183.8045 | 19.95 | 20.05 | 19.95 | 20.05 | 0.125 | 450 | 0.05455 | 359.1325 | 0.0024514
2017-12-24 12:45 | 30813 | 132.8333 | 20.0373 | 8.8583 | 0 | 70.4224 | 774510.3167 | 291706.242 | 175739.4325 | 21402.8462 | 94563.9633 | 19.95 | 20.05 | 19.95 | 20.05 | 0.083333 | 300 | 0.0537 | 324.118 | 0.0014504
2017-12-24 13:00 | 30816 | 133.0833 | 20.0109 | 8.9 | 0 | 45.3655 | 774510.3167 | 272833.566 | 179443.5154 | 2793.9387 | 90596.112 | 19.95 | 20.05 | 19.95 | 20.05 | 0.083333 | 300 | 0.05345 | 303.1484 | 0.0013503
2017-12-24 13:15 | 30818.5 | 133.3125 | 20.0271 | 8.9 | 0 | 46.0071 | 767780.3955 | 270000 | 180000 | 0 | 90000 | 19.9501 | 20.0501 | 19.9501 | 20.0501 | 0.125 | 450 | 0.05352 | 300 | 0.002007
2017-12-24 13:30 | 30820.5 | 133.5625 | 20.0499 | 8.9 | 0 | 91.5204 | 761050.4743 | 270882.9857 | 179826.4795 | 870.6292 | 90185.877 | 19.9501 | 20.0501 | 19.9501 | 20.0501 | 0.125 | 450 | 0.05426 | 300.9811 | 0.002041
2017-12-24 13:45 | 30822 | 133.75 | 20.0502 | 8.9 | 0 | 92.791 | 761050.4743 | 271765.9713 | 179652.9589 | 1741.2585 | 90371.7539 | 19.9501 | 20.0501 | 19.9501 | 20.0501 | 0.25 | 900 | 0.05521 | 301.9622 | 0.0041678
2017-12-24 14:00 | 30823 | 134 | 20.056 | 8.9 | 0 | 65.785 | 761050.4743 | 284114.4288 | 177226.2932 | 13916.9127 | 92971.223 | 19.95 | 20.05 | 19.95 | 20.05 | 0.25 | 900 | 0.05472 | 315.6827 | 0.0043185
2017-12-24 14:15 | 30824 | 134.25 | 20.0466 | 8.9 | 0 | 45.6165 | 761050.4743 | 274547.9357 | 179106.2592 | 4484.2923 | 90957.3842 | 19.9501 | 20.0501 | 19.9501 | 20.0501 | 0.25 | 900 | 0.05641 | 305.0533 | 0.004302
2017-12-24 14:30 | 30825 | 134.5 | 19.9958 | 8.9 | 0 | 44.1122 | 765614.8792 | 270000 | 180000 | 0 | 90000 | 19.9501 | 20.0501 | 19.9501 | 20.0501 | 0.25 | 900 | 0.05878 | 300 | 0.0044085
2017-12-24 14:45 | 30826 | 134.75 | 19.9524 | 8.9 | 35.5639 | 0 | 765614.8792 | 270000 | 180000 | 0 | 90000 | 19.9504 | 20.0504 | 19.9504 | 20.0504 | 0.25 | 900 | 0.06418 | 300 | 0.0048135
2017-12-24 15:00 | 30827.5 | 135.0625 | 20.1051 | 8.9 | 642.5448 | 0 | 765614.8792 | 313107.1108 | 217890.7625 | 0 | 95216.3483 | 20.1019 | 20.2019 | 20.1019 | 20.2019 | 0.125 | 450 | 0.05844 | 347.8968 | 0.0025308
2017-12-24 15:15 | 30829 | 135.25 | 20.2471 | 8.9 | 0 | 47.3818 | 765614.8792 | 332618.3301 | 235040.9487 | 0 | 97577.3814 | 20.2538 | 20.3538 | 20.2538 | 20.3538 | 0.25 | 900 | 0.07016 | 369.5759 | 0.0064824
2017-12-24 15:30 | 30830 | 135.5 | 20.0532 | 8.9 | 0 | 40.9149 | 833027.0814 | 442156.3828 | 331323.9113 | 0 | 110832.4714 | 19.9501 | 20.0501 | 19.9501 | 20.0501 | 0.25 | 900 | 0.07062 | 491.2849 | 0.0086736
2017-12-24 15:45 | 30831 | 135.75 | 19.9612 | 8.9 | 496.5363 | 0 | 833027.0814 | 270000 | 180000 | 0 | 90000 | 19.95 | 20.05 | 19.95 | 20.05 | 0.25 | 900 | 0.07115 | 300 | 0.0053362
2017-12-24 16:00 | 30832 | 136 | 19.9628 | 8.9 | 477.6295 | 0 | 833027.0814 | 427776.2593 | 318683.9122 | 0 | 109092.3471 | 19.95 | 20.05 | 19.95 | 20.05 | 0.25 | 900 | 0.06831 | 475.307 | 0.0081171
2017-12-24 16:15 | 30833 | 136.25 | 20.042 | 8.9 | 569.4875 | 0 | 833027.0814 | 423671.549 | 315075.9088 | 0 | 108595.6402 | 20.0385 | 20.1385 | 20.0385 | 20.1385 | 0.25 | 900 | 0.07671 | 470.7462 | 0.0090277
2017-12-24 16:30 | 30834 | 136.5 | 19.957 | 8.9 | 357.1508 | 0 | 1054199.8844 | 451709.6261 | 339721.1262 | 0 | 111988.4999 | 19.9501 | 20.0501 | 19.9501 | 20.0501 | 0.25 | 900 | 0.07915 | 501.8996 | 0.0099313
2017-12-24 16:45 | 30835 | 136.75 | 19.9589 | 8.9 | 622.5613 | 0 | 1054199.8844 | 387504.668 | 283285.5458 | 0 | 104219.1222 | 19.95 | 20.05 | 19.95 | 20.05 | 0.25 | 900 | 0.07992 | 430.5607 | 0.0086026
2017-12-24 17:00 | 30836 | 137 | 19.9583 | 8.9 | 543.2098 | 0 | 1054199.8844 | 465518.1429 | 351858.6883 | 0 | 113659.4546 | 19.95 | 20.05 | 19.95 | 20.05 | 0.25 | 900 | 0.07801 | 517.2424 | 0.010088
2017-12-24 17:15 | 30837 | 137.25 | 19.9582 | 8.9 | 476.1136 | 0 | 1054199.8844 | 442604.7583 | 331718.0293 | 0 | 110886.7289 | 19.9501 | 20.0501 | 19.9501 | 20.0501 | 0.25 | 900 | 0.0815 | 491.7831 | 0.01002
2017-12-24 17:30 | 30838 | 137.5 | 19.9581 | 8.9 | 481.2355 | 0 | 1330183.6065 | 423198.0107 | 314659.6729 | 0 | 108538.3378 | 19.95 | 20.05 | 19.95 | 20.05 | 0.25 | 900 | 0.08384 | 470.22 | 0.0098558
2017-12-24 17:45 | 30839 | 137.75 | 19.9583 | 8.9 | 489.6956 | 0 | 1330183.6065 | 424682.2576 | 315964.3125 | 0 | 108717.9451 | 19.95 | 20.05 | 19.95 | 20.05 | 0.25 | 900 | 0.08233 | 471.8692 | 0.0097122
2017-12-24 18:00 | 30840 | 138 | 19.9585 | 8.9 | 497.7721 | 0 | 1330183.6065 | 427137.601 | 318122.5373 | 0 | 109015.0637 | 19.95 | 20.05 | 19.95 | 20.05 | 0.25 | 900 | 0.08466 | 474.5973 | 0.010045
2017-12-24 18:15 | 30841 | 138.25 | 19.9467 | 8.9 | 388.4766 | 0 | 1330183.6065 | 429475.927 | 320177.9048 | 0 | 109298.0222 | 19.95 | 20.05 | 19.95 | 20.05 | 0.25 | 900 | 0.07057 | 477.1955 | 0.0084189
2017-12-24 18:30 | 30842 | 138.5 | 19.9503 | 8.9 | 478.2188 | 0 | 1419081.7863 | 397554.1242 | 292118.9274 | 0 | 105435.1968 | 19.9502 | 20.0502 | 19.9502 | 20.0502 | 0.25 | 900 | 0.07631 | 441.7268 | 0.008427
2017-12-24 18:45 | 30843 | 138.75 | 19.9394 | 8.9 | 489.1318 | 0 | 1419081.7863 | 423863.9177 | 315244.9992 | 0 | 108618.9186 | 19.95 | 20.05 | 19.95 | 20.05 | 0.25 | 900 | 0.07025 | 470.9599 | 0.0082712
2017-12-24 19:00 | 30844 | 139 | 19.9301 | 8.9 | 562.6455 | 0 | 1419081.7863 | 426816.4007 | 317840.2051 | 0 | 108976.1956 | 19.95 | 20.05 | 19.95 | 20.05 | 0.25 | 900 | 0.07089 | 474.2404 | 0.0084047
2017-12-24 19:15 | 30845 | 139.25 | 19.9891 | 8.9 | 605.4665 | 0 | 1419081.7863 | 448087.456 | 336537.2713 | 0 | 111550.1847 | 19.95 | 20.05 | 19.95 | 20.05 | 0.25 | 900 | 0.06818 | 497.875 | 0.0084863
2017-12-24 19:30 | 30846 | 139.5 | 19.9756 | 8.9 | 444.0355 | 0 | 1392175.501 | 461701.3781 | 348503.7863 | 0 | 113197.5918 | 19.9501 | 20.0501 | 19.9501 | 20.0501 | 0.25 | 900 | 0.0711 | 513.0015 | 0.0091186
2017-12-24 19:45 | 30847 | 139.75 | 19.9677 | 8.9 | 454.6801 | 0 | 1392175.501 | 413793.6619 | 306393.3349 | 0 | 107400.327 | 19.95 | 20.05 | 19.95 | 20.05 | 0.25 | 900 | 0.0663 | 459.7707 | 0.0076207
2017-12-24 20:00 | 30848 | 140 | 19.9697 | 8.9 | 422.9603 | 0 | 1392175.501 | 416930.7345 | 309150.7935 | 0 | 107779.941 | 19.9501 | 20.0501 | 19.9501 | 20.0501 | 0.25 | 900 | 0.07028 | 463.2564 | 0.0081394
2017-12-24 20:15 | 30849 | 140.25 | 19.9586 | 8.9 | 391.9837 | 0 | 1392175.501 | 407855.9627 | 301174.1508 | 0 | 106681.812 | 19.95 | 20.05 | 19.95 | 20.05 | 0.25 | 900 | 0.06775 | 453.1733 | 0.0076756
2017-12-24 20:30 | 30850 | 140.5 | 19.9587 | 8.9 | 415.2501 | 0 | 1377595.0107 | 398631.3716 | 293065.8181 | 0 | 105565.5534 | 19.95 | 20.05 | 19.95 | 20.05 | 0.25 | 900 | 0.06364 | 442.9237 | 0.0070469
2017-12-24 20:45 | 30851 | 140.75 | 19.959 | 8.9 | 403.9663 | 0 | 1377595.0107 | 405550.8106 | 299147.9428 | 0 | 106402.8678 | 19.95 | 20.05 | 19.95 | 20.05 | 0.25 | 900 | 0.06019 | 450.612 | 0.0067806
2017-12-24 21:00 | 30852 | 141 | 19.9585 | 8.9 | 406.3712 | 0 | 1377595.0107 | 402269.975 | 296264.1178 | 0 | 106005.8572 | 19.9503 | 20.0503 | 19.9503 | 20.0503 | 0.25 | 900 | 0.06565 | 446.9666 | 0.0073358
2017-12-24 21:15 | 30853 | 141.25 | 19.9602 | 8.9 | 408.9497 | 0 | 1377595.0107 | 402958.4597 | 296869.2896 | 0 | 106089.17 | 19.95 | 20.05 | 19.95 | 20.05 | 0.25 | 900 | 0.0648 | 447.7316 | 0.0072533
2017-12-24 21:30 | 30854 | 141.5 | 19.9609 | 8.9 | 410.7474 | 0 | 1264143.4163 | 403742.5245 | 297558.4756 | 0 | 106184.0489 | 19.95 | 20.05 | 19.95 | 20.05 | 0.25 | 900 | 0.06076 | 448.6028 | 0.0068143
2017-12-24 21:45 | 30855 | 141.75 | 19.9585 | 8.9 | 412.9475 | 0 | 1264143.4163 | 404253.11 | 298007.2756 | 0 | 106245.8344 | 19.95 | 20.05 | 19.95 | 20.05 | 0.25 | 900 | 0.05981 | 449.1701 | 0.0067162
2017-12-24 22:00 | 30856 | 142 | 19.9571 | 8.9 | 424.8913 | 0 | 1264143.4163 | 404839.7269 | 298522.9066 | 0 | 106316.8203 | 19.9504 | 20.0504 | 19.9504 | 20.0504 | 0.25 | 900 | 0.06529 | 449.8219 | 0.0073422
2017-12-24 22:15 | 30857 | 142.25 | 19.9502 | 8.9 | 488.397 | 0 | 1264143.4163 | 408318.3252 | 301580.5632 | 0 | 106737.762 | 19.95 | 20.05 | 19.95 | 20.05 | 0.25 | 900 | 0.06341 | 453.687 | 0.0071921
2017-12-24 22:30 | 30858 | 142.5 | 19.9526 | 8.9 | 536.7793 | 0 | 1009469.0009 | 426650.3846 | 317694.2784 | 0 | 108956.1061 | 19.95 | 20.05 | 19.95 | 20.05 | 0.25 | 900 | 0.06202 | 474.056 | 0.0073502
2017-12-24 22:45 | 30859 | 142.75 | 19.9529 | 8.9 | 555.0784 | 0 | 1009469.0009 | 440792.5426 | 330125.1081 | 0 | 110667.4345 | 19.95 | 20.05 | 19.95 | 20.05 | 0.25 | 900 | 0.05908 | 489.7695 | 0.0072339
2017-12-24 23:00 | 30860 | 143 | 19.9559 | 8.9 | 585.2572 | 0 | 1009469.0009 | 446044.2708 | 334741.3299 | 0 | 111302.9409 | 19.9501 | 20.0501 | 19.9501 | 20.0501 | 0.25 | 900 | 0.06198 | 495.6047 | 0.0076794
2017-12-24 23:15 | 30861 | 143.25 | 19.9606 | 8.9 | 641.4722 | 0 | 1009469.0009 | 454806.8657 | 342443.572 | 0 | 112363.2937 | 19.95 | 20.05 | 19.95 | 20.05 | 0.25 | 900 | 0.06182 | 505.341 | 0.00781
2017-12-24 23:30 | 30862 | 143.5 | 19.961 | 8.9 | 661.1836 | 0 | 787730.259 | 471027.5441 | 356701.4023 | 0 | 114326.1418 | 19.95 | 20.05 | 19.95 | 20.05 | 0.25 | 900 | 0.05754 | 523.3639 | 0.0075286
2017-12-24 23:45 | 30863.5 | 143.8125 | 19.7489 | 8.9 | 342 | 274.6302 | 787730.259 | 479895.2898 | 364496.071 | 0 | 115399.2188 | 19.6875 | 19.7875 | 19.6875 | 19.7875 | 0.125 | 450 | 0.05 | 533.217 | 0.0033311
2017-12-25 | 30865 | 144 | 19.4353 | 8.9 | 795.5462 | 0 | 787730.259 | 483172.3352 | 367376.5645 | 0 | 115795.7708 | 19.425 | 19.525 | 19.425 | 19.525 | 0.25 | 900 | 0.05 | 536.8582 | 0.0067107