## Resume_Global
Day | Cost_Opti | Cost_Real | Difference_Euro | RMSE_Temp | RMSE_Power_W | MAPE_Power_Pct | Energy_Opti_kWh | Energy_Real_kWh | P_Avg_Opti_W | P_Avg_Real_W
2025-01-21 | 0 | 2.2419 | 2.2419 | 0.041879 | 594.4089 | 100 | 0 | 13.8812 | 0 | 578.3828
2025-02-04 | 0 | 5.4113 | 5.4113 | 0.02522 | 1603.7918 | 100 | 0 | 37.9429 | 0 | 1580.9558
2025-03-01 | 0 | 1.751 | 1.751 | 0.043054 | 645.5641 | 100 | 0 | 14.9144 | 0 | 621.4346
2025-04-24 | 0 | 0.75883 | 0.75883 | 0.046992 | 370.9955 | 100 | 0 | 8.2831 | 0 | 345.1301
2025-05-09 | -0.0012704 | 0.35573 | 0.357 | 0.045598 | 1158.1852 | 163.9996 | 10.5271 | 6.8531 | 438.6305 | 285.5453
2025-06-08 | -0.41586 | 0.057702 | 0.47357 | 0.045884 | 920.9611 | 184.6119 | 19.0889 | 8.775 | 795.372 | 365.6243
2025-07-08 | 0.1171 | 1.2798 | 1.1627 | 0.04289 | 736.5081 | 97.8092 | 2.9641 | 16.0434 | 123.5021 | 668.4738
2025-08-05 | -0.21785 | 0.15734 | 0.3752 | 0.046654 | 771.2795 | 123.8747 | 15.7484 | 11.5754 | 656.1819 | 482.3104
2025-09-24 | 0 | 0.33703 | 0.33703 | 0.046467 | 225.859 | 100 | 0 | 5.183 | 0 | 215.957
2025-10-04 | -0.12063 | 0.0017331 | 0.12236 | 0.044857 | 2636.126 | 948.6226 | 50.7216 | 7.9392 | 2113.4017 | 330.802
2025-11-22 | 0 | 1.7266 | 1.7266 | 0.034826 | 806.366 | 100 | 0 | 18.9251 | 0 | 788.5457
2025-12-24 | 0 | 0.8277 | 0.8277 | 0.036633 | 586.6636 | 100 | 0 | 13.7239 | 0 | 571.8294

## Details_2025-01-21
datetime | Unnamed: 0 | sim_time | Zone Air Temperature,LIVING_UNIT1 | Site Outdoor Air Drybulb Temperature,ENVIRONMENT | Zone Air System Sensible Heating Rate,LIVING_UNIT1 | Zone Air System Sensible Cooling Rate,LIVING_UNIT1 | Electricity:Building | Electricity:HVAC | Heating:Electricity | Cooling:Electricity | Fans:Electricity | Zone Thermostat Heating Setpoint Temperature,LIVING_UNIT1 | Zone Thermostat Cooling Setpoint Temperature,LIVING_UNIT1 | Zone Temperature Control,Heating Setpoint,LIVING_UNIT1 | Zone Temperature Control,Cooling Setpoint,LIVING_UNIT1 | dt_hours | dt_seconds | current_price | P_total_W | step_cost_real
2017-01-21 | 1863 | 120 | 19.9795 | 7.9 | 999.7585 | 0 | 787730.259 | 580164.3525 | 0 | 0 | 0 | 19.9648 | 20.0648 | 19.9648 | 20.0648 | 0.25 | 900 | 0.14136 | 0 | 0
2017-01-21 00:15 | 1864 | 120.25 | 19.9931 | 7.95 | 1062.9393 | 0 | 787730.259 | 581874.8596 | 453637.9345 | 0 | 128236.9252 | 19.9777 | 20.0777 | 19.9777 | 20.0777 | 0.25 | 900 | 0.14009 | 646.5276 | 0.022643
2017-01-21 00:30 | 1865 | 120.5 | 20.0062 | 8 | 1079.6682 | 0 | 613262.9701 | 599930.7284 | 469506.4361 | 0 | 130424.2923 | 19.9906 | 20.0906 | 19.9906 | 20.0906 | 0.25 | 900 | 0.13882 | 666.5897 | 0.023134
2017-01-21 00:45 | 1866 | 120.75 | 20.0192 | 8.05 | 1102.9162 | 0 | 613262.9701 | 604297.3256 | 473364.7127 | 0 | 130932.6129 | 20.0035 | 20.1035 | 20.0035 | 20.1035 | 0.25 | 900 | 0.13755 | 671.4415 | 0.023089
2017-01-21 01:00 | 1867 | 121 | 20.0322 | 8.1 | 1119.3446 | 0 | 613262.9701 | 610519.3643 | 478852.0862 | 0 | 131667.2781 | 20.0163 | 20.1163 | 20.0163 | 20.1163 | 0.25 | 900 | 0.13628 | 678.3548 | 0.023112
2017-01-21 01:15 | 1868 | 121.25 | 20.0564 | 8.2 | 1132.3938 | 0 | 613262.9701 | 614782.1885 | 482620.8163 | 0 | 132161.3722 | 20.0291 | 20.1291 | 20.0291 | 20.1291 | 0.25 | 900 | 0.13453 | 683.0913 | 0.022974
2017-01-21 01:30 | 1869 | 121.5 | 20.0695 | 8.3 | 1098.3058 | 0 | 562337.4017 | 617907.4063 | 485419.401 | 0 | 132488.0053 | 20.0419 | 20.1419 | 20.0419 | 20.1419 | 0.25 | 900 | 0.13278 | 686.5638 | 0.022791
2017-01-21 01:45 | 1870 | 121.75 | 20.0823 | 8.4 | 1089.456 | 0 | 562337.4017 | 607032.706 | 475926.5466 | 0 | 131106.1593 | 20.0547 | 20.1547 | 20.0547 | 20.1547 | 0.25 | 900 | 0.13104 | 674.4808 | 0.022096
2017-01-21 02:00 | 1871 | 122 | 20.0946 | 8.5 | 1067.0534 | 0 | 562337.4017 | 603585.9423 | 472953.3771 | 0 | 130632.5652 | 20.0676 | 20.1676 | 20.0676 | 20.1676 | 0.25 | 900 | 0.12929 | 670.651 | 0.021677
2017-01-21 02:15 | 1872 | 122.25 | 20.1073 | 8.55 | 1049.664 | 0 | 562337.4017 | 596309.4665 | 466615.2432 | 0 | 129694.2232 | 20.0804 | 20.1804 | 20.0804 | 20.1804 | 0.25 | 900 | 0.12656 | 662.5661 | 0.020964
2017-01-21 02:30 | 1873 | 122.5 | 20.1202 | 8.6 | 1080.6 | 0 | 545753.3182 | 590896.0702 | 461885.9384 | 0 | 129010.1319 | 20.0932 | 20.1932 | 20.0932 | 20.1932 | 0.25 | 900 | 0.12384 | 656.5512 | 0.020326
2017-01-21 02:45 | 1874 | 122.75 | 20.1329 | 8.65 | 1071.4657 | 0 | 545753.3182 | 599204.4493 | 469210.5283 | 0 | 129993.921 | 20.1059 | 20.2059 | 20.1059 | 20.2059 | 0.25 | 900 | 0.12111 | 665.7827 | 0.020158
2017-01-21 03:00 | 1875 | 123 | 20.1453 | 8.7 | 1058.5991 | 0 | 545753.3182 | 596182.3416 | 466581.5479 | 0 | 129600.7937 | 20.1186 | 20.2186 | 20.1186 | 20.2186 | 0.25 | 900 | 0.11838 | 662.4248 | 0.019604
2017-01-21 03:15 | 1876 | 123.25 | 20.1362 | 8.675 | 1060.9284 | 0 | 545753.3182 | 592129.157 | 463046.0999 | 0 | 129083.0571 | 20.1313 | 20.2313 | 20.1313 | 20.2313 | 0.25 | 900 | 0.11746 | 657.9213 | 0.019319
2017-01-21 03:30 | 1877 | 123.5 | 20.1483 | 8.65 | 1137.708 | 0 | 533363.667 | 592491.0545 | 463351.2499 | 0 | 129139.8046 | 20.1439 | 20.2439 | 20.1439 | 20.2439 | 0.25 | 900 | 0.11653 | 658.3234 | 0.019179
2017-01-21 03:45 | 1878 | 123.75 | 20.161 | 8.625 | 1159.7292 | 0 | 533363.667 | 614927.2104 | 483050.6599 | 0 | 131876.5505 | 20.1564 | 20.2564 | 20.1564 | 20.2564 | 0.25 | 900 | 0.11561 | 683.2525 | 0.019748
2017-01-21 04:00 | 1879 | 124 | 20.1736 | 8.6 | 1203.7349 | 0 | 533363.667 | 621473.4586 | 488788.151 | 0 | 132685.3076 | 20.1688 | 20.2688 | 20.1688 | 20.2688 | 0.25 | 900 | 0.11469 | 690.5261 | 0.019799
2017-01-21 04:15 | 1880 | 124.25 | 20.1932 | 8.475 | 1227.53 | 0 | 533363.667 | 634181.6374 | 499938.4576 | 0 | 134243.1798 | 20.1811 | 20.2811 | 20.1811 | 20.2811 | 0.25 | 900 | 0.11663 | 704.6463 | 0.020545
2017-01-21 04:30 | 1881 | 124.5 | 20.206 | 8.35 | 1233.2209 | 0 | 566989.6412 | 642203.5404 | 506911.6553 | 0 | 135291.8851 | 20.1933 | 20.2933 | 20.1933 | 20.2933 | 0.25 | 900 | 0.11856 | 713.5595 | 0.02115
2017-01-21 04:45 | 1882 | 124.75 | 20.2183 | 8.225 | 1256.8638 | 0 | 566989.6412 | 644889.7736 | 509196.283 | 0 | 135693.4907 | 20.2053 | 20.3053 | 20.2053 | 20.3053 | 0.25 | 900 | 0.1205 | 716.5442 | 0.021585
2017-01-21 05:00 | 1883 | 125 | 20.2305 | 8.1 | 1273.4074 | 0 | 566989.6412 | 652824.9819 | 516087.9597 | 0 | 136737.0222 | 20.2171 | 20.3171 | 20.2171 | 20.3171 | 0.25 | 900 | 0.12243 | 725.3611 | 0.022201
2017-01-21 05:15 | 1884 | 125.25 | 20.2521 | 7.975 | 1248.242 | 0 | 566989.6412 | 658787.4113 | 521244.9009 | 0 | 137542.5104 | 20.2288 | 20.3288 | 20.2288 | 20.3288 | 0.25 | 900 | 0.12667 | 731.986 | 0.023181
2017-01-21 05:30 | 1885 | 125.5 | 20.2641 | 7.85 | 1211.9457 | 0 | 696064.4026 | 653195.5145 | 516260.3279 | 0 | 136935.1867 | 20.2403 | 20.3403 | 20.2403 | 20.3403 | 0.25 | 900 | 0.13092 | 725.7728 | 0.023754
2017-01-21 05:45 | 1886 | 125.75 | 20.2758 | 7.725 | 1203.5474 | 0 | 696064.4026 | 643896.853 | 508025.9621 | 0 | 135870.8909 | 20.2516 | 20.3516 | 20.2516 | 20.3516 | 0.25 | 900 | 0.13516 | 715.4409 | 0.024174
2017-01-21 06:00 | 1887 | 126 | 20.2874 | 7.6 | 1186.5287 | 0 | 696064.4026 | 642742.8516 | 506939.1175 | 0 | 135803.7341 | 20.2628 | 20.3628 | 20.2628 | 20.3628 | 0.25 | 900 | 0.1394 | 714.1587 | 0.024888
2017-01-21 06:15 | 1888 | 126.25 | 20.2989 | 7.575 | 1144.6305 | 0 | 696064.4026 | 639119.3493 | 503687.179 | 0 | 135432.1703 | 20.2738 | 20.3738 | 20.2738 | 20.3738 | 0.25 | 900 | 0.14965 | 710.1326 | 0.026568
2017-01-21 06:30 | 1889 | 126.5 | 20.3056 | 7.55 | 1121.6144 | 0 | 832563.7912 | 627473.5042 | 493460.4591 | 0 | 134013.0451 | 20.2848 | 20.3848 | 20.2848 | 20.3848 | 0.25 | 900 | 0.1599 | 697.1928 | 0.02787
2017-01-21 06:45 | 1890 | 126.75 | 20.3264 | 7.525 | 1111.1875 | 0 | 832563.7912 | 620993.5527 | 487764.3188 | 0 | 133229.234 | 20.2957 | 20.3957 | 20.2957 | 20.3957 | 0.25 | 900 | 0.17015 | 689.9928 | 0.029351
2017-01-21 07:00 | 1891 | 127 | 20.3352 | 7.5 | 1059.1823 | 0 | 832563.7912 | 618584.2316 | 485637.8149 | 0 | 132946.4167 | 20.3064 | 20.4064 | 20.3064 | 20.4064 | 0.25 | 900 | 0.1804 | 687.3158 | 0.030998
2017-01-21 07:15 | 1892 | 127.25 | 20.3254 | 7.5 | 1081.3022 | 0 | 832563.7912 | 603542.9504 | 472436.3359 | 0 | 131106.6145 | 20.3172 | 20.4172 | 20.3172 | 20.4172 | 0.25 | 900 | 0.1964 | 670.6033 | 0.032927
2017-01-21 07:30 | 1893 | 127.5 | 20.3322 | 7.5 | 1133.706 | 0 | 917156.0991 | 609534.499 | 477689.472 | 0 | 131845.027 | 20.3278 | 20.4278 | 20.3278 | 20.4278 | 0.25 | 900 | 0.2124 | 677.2606 | 0.035963
2017-01-21 07:45 | 1894 | 127.75 | 20.3429 | 7.5 | 1155.039 | 0 | 917156.0991 | 625098.2251 | 491335.088 | 0 | 133763.1371 | 20.3384 | 20.4384 | 20.3384 | 20.4384 | 0.25 | 900 | 0.2284 | 694.5536 | 0.039659
2017-01-21 08:00 | 1895 | 128 | 20.3535 | 7.5 | 1189.9058 | 0 | 917156.0991 | 631422.4982 | 496879.9429 | 0 | 134542.5553 | 20.3489 | 20.4489 | 20.3489 | 20.4489 | 0.25 | 900 | 0.2444 | 701.5806 | 0.042867
2017-01-21 08:15 | 1896 | 128.25 | 20.3992 | 7.45 | 1363.9616 | 0 | 917156.0991 | 641523.3888 | 505735.9761 | 0 | 135787.4127 | 20.3594 | 20.4594 | 20.3594 | 20.4594 | 0.25 | 900 | 0.23614 | 712.8038 | 0.042079
2017-01-21 08:30 | 1897 | 128.5 | 20.409 | 7.4 | 1267.5908 | 0 | 802160.3193 | 692719.2802 | 550588.6041 | 0 | 142130.6761 | 20.3698 | 20.4698 | 20.3698 | 20.4698 | 0.25 | 900 | 0.22787 | 769.6881 | 0.043847
2017-01-21 08:45 | 1898 | 128.75 | 20.4175 | 7.35 | 1141.9932 | 0 | 802160.3193 | 664696.8268 | 525990.419 | 0 | 138706.4078 | 20.38 | 20.48 | 20.38 | 20.48 | 0.25 | 900 | 0.2196 | 738.552 | 0.040547
2017-01-21 09:00 | 1899 | 129 | 20.4257 | 7.3 | 1013.3054 | 0 | 802160.3193 | 629054.6289 | 494717.8675 | 0 | 134336.7615 | 20.3902 | 20.4902 | 20.3902 | 20.4902 | 0.25 | 900 | 0.21134 | 698.9496 | 0.036929
2017-01-21 09:15 | 1900 | 129.25 | 20.4047 | 7.275 | 980.3232 | 0 | 802160.3193 | 592249.2402 | 462431.5453 | 0 | 129817.6949 | 20.4003 | 20.5003 | 20.4003 | 20.5003 | 0.25 | 900 | 0.20829 | 658.0547 | 0.034267
2017-01-21 09:30 | 1901 | 129.5 | 20.4133 | 7.25 | 1008.6926 | 0 | 755520.0357 | 582211.2401 | 453621.3929 | 0 | 128589.8472 | 20.4103 | 20.5103 | 20.4103 | 20.5103 | 0.25 | 900 | 0.20525 | 646.9014 | 0.033193
2017-01-21 09:45 | 1902 | 129.75 | 20.4298 | 7.225 | 945.194 | 0 | 755520.0357 | 591448.2703 | 461703.8762 | 0 | 129744.3941 | 20.4202 | 20.5202 | 20.4202 | 20.5202 | 0.25 | 900 | 0.2022 | 657.1647 | 0.033219
2017-01-21 10:00 | 1903 | 130 | 20.4385 | 7.2 | 884.7615 | 0 | 755520.0357 | 573426.907 | 445898.5899 | 0 | 127528.3171 | 20.4301 | 20.5301 | 20.4301 | 20.5301 | 0.25 | 900 | 0.19915 | 637.141 | 0.031722
2017-01-21 10:15 | 1904 | 130.25 | 20.4474 | 7.375 | 828.3063 | 0 | 755520.0357 | 555865.3255 | 430497.64 | 0 | 125367.6855 | 20.4399 | 20.5399 | 20.4399 | 20.5399 | 0.25 | 900 | 0.19021 | 617.6281 | 0.02937
2017-01-21 10:30 | 1905 | 130.5 | 20.456 | 7.55 | 756.6239 | 0 | 771370.9002 | 538108.9318 | 415013.027 | 0 | 123095.9048 | 20.4497 | 20.5497 | 20.4497 | 20.5497 | 0.25 | 900 | 0.18127 | 597.8988 | 0.027095
2017-01-21 10:45 | 1906 | 130.75 | 20.4639 | 7.725 | 650.4472 | 0 | 771370.9002 | 515777.1293 | 395506.6102 | 0 | 120270.519 | 20.4597 | 20.5597 | 20.4597 | 20.5597 | 0.25 | 900 | 0.17233 | 573.0857 | 0.02469
2017-01-21 11:00 | 1907 | 131 | 20.472 | 7.9 | 542.2651 | 0 | 771370.9002 | 483325.3628 | 367111.3169 | 0 | 116214.0458 | 20.4697 | 20.5697 | 20.4697 | 20.5697 | 0.25 | 900 | 0.16339 | 537.0282 | 0.021936
2017-01-21 11:15 | 1908 | 131.25 | 20.4931 | 8.125 | 429.0662 | 0 | 771370.9002 | 450331.8995 | 338222.5915 | 0 | 112109.3081 | 20.4798 | 20.5798 | 20.4798 | 20.5798 | 0.25 | 900 | 0.1599 | 500.3688 | 0.020002
2017-01-21 11:30 | 1909 | 131.5 | 20.4958 | 8.35 | 288.4378 | 0 | 784741.6695 | 415839.7853 | 308011.7217 | 0 | 107828.0636 | 20.49 | 20.59 | 20.49 | 20.59 | 0.25 | 900 | 0.1564 | 462.0442 | 0.018066
2017-01-21 11:45 | 1910 | 131.75 | 20.5199 | 8.575 | 248.4088 | 0 | 784741.6695 | 372800.1137 | 270270.3079 | 0 | 102529.8057 | 20.5003 | 20.6003 | 20.5003 | 20.6003 | 0.25 | 900 | 0.15291 | 414.2223 | 0.015834
2017-01-21 12:00 | 1911 | 132 | 20.5221 | 8.8 | 141.7724 | 0 | 784741.6695 | 360292.1891 | 259319.3035 | 0 | 100972.8856 | 20.5108 | 20.6108 | 20.5108 | 20.6108 | 0.25 | 900 | 0.14941 | 400.3247 | 0.014953
2017-01-21 12:15 | 1912 | 132.25 | 20.5255 | 8.8 | 130.2695 | 0 | 784741.6695 | 327580.8683 | 230603.9042 | 0 | 96976.964 | 20.5213 | 20.6213 | 20.5213 | 20.6213 | 0.25 | 900 | 0.14814 | 363.9787 | 0.01348
2017-01-21 12:30 | 1913 | 132.5 | 20.531 | 8.8 | 120.3147 | 0 | 774510.3167 | 324068.5282 | 227517.1477 | 0 | 96551.3805 | 20.5318 | 20.6318 | 20.5318 | 20.6318 | 0.25 | 900 | 0.14687 | 360.0761 | 0.013221
2017-01-21 12:45 | 1914 | 132.75 | 20.54 | 8.8 | 142.1006 | 0 | 774510.3167 | 321088.0702 | 224897.8261 | 0 | 96190.244 | 20.5422 | 20.6422 | 20.5422 | 20.6422 | 0.25 | 900 | 0.1456 | 356.7645 | 0.012986
2017-01-21 13:00 | 1915 | 133 | 20.5513 | 8.8 | 160.9333 | 0 | 774510.3167 | 327598.5628 | 230619.4548 | 0 | 96979.108 | 20.5526 | 20.6526 | 20.5526 | 20.6526 | 0.25 | 900 | 0.14433 | 363.9984 | 0.013134
2017-01-21 13:15 | 1916 | 133.25 | 20.5918 | 9.025 | 155.142 | 0 | 774510.3167 | 333226.7071 | 235565.6475 | 0 | 97661.0595 | 20.5629 | 20.6629 | 20.5629 | 20.6629 | 0.25 | 900 | 0.14576 | 370.2519 | 0.013492
2017-01-21 13:30 | 1917 | 133.5 | 20.5949 | 9.25 | 44.8877 | 0 | 761050.4743 | 331106.4974 | 233724.204 | 0 | 97382.2934 | 20.5733 | 20.6733 | 20.5733 | 20.6733 | 0.25 | 900 | 0.14719 | 367.8961 | 0.013538
2017-01-21 13:45 | 1918 | 133.75 | 20.6008 | 9.475 | 30.423 | 0 | 761050.4743 | 297409.4727 | 204107.9171 | 0 | 93301.5556 | 20.5839 | 20.6839 | 20.5839 | 20.6839 | 0.25 | 900 | 0.14862 | 330.455 | 0.012278
2017-01-21 14:00 | 1919 | 134 | 20.5992 | 9.7 | 0 | 43.692 | 761050.4743 | 292496.1576 | 199794.4454 | 0 | 92701.7122 | 20.5945 | 20.6945 | 20.5945 | 20.6945 | 0.25 | 900 | 0.15005 | 324.9957 | 0.012191
2017-01-21 14:15 | 1920 | 134.25 | 20.5918 | 9.725 | 0 | 43.2599 | 761050.4743 | 270000 | 180000 | 0 | 90000 | 20.6053 | 20.7053 | 20.6053 | 20.7053 | 0.25 | 900 | 0.15404 | 300 | 0.011553
2017-01-21 14:30 | 1921 | 134.5 | 20.6163 | 9.75 | 19.9437 | 0 | 765614.8792 | 270000 | 180000 | 0 | 90000 | 20.616 | 20.716 | 20.616 | 20.716 | 0.25 | 900 | 0.15802 | 300 | 0.011851
2017-01-21 14:45 | 1922 | 134.75 | 20.5871 | 9.775 | 0 | 42.2171 | 765614.8792 | 288801.9117 | 196552.0365 | 0 | 92249.8751 | 20.6267 | 20.7267 | 20.6267 | 20.7267 | 0.25 | 900 | 0.16201 | 320.891 | 0.012996
2017-01-21 15:00 | 1923 | 135 | 20.6384 | 9.8 | 181.9475 | 0 | 765614.8792 | 270000 | 180000 | 0 | 90000 | 20.6373 | 20.7373 | 20.6373 | 20.7373 | 0.25 | 900 | 0.16599 | 300 | 0.012449
2017-01-21 15:15 | 1924 | 135.25 | 20.6604 | 9.775 | 88.6524 | 0 | 765614.8792 | 336291.6096 | 238364.2483 | 0 | 97927.3613 | 20.6479 | 20.7479 | 20.6479 | 20.7479 | 0.25 | 900 | 0.16883 | 373.6573 | 0.015771
2017-01-21 15:30 | 1925 | 135.5 | 20.6717 | 9.75 | 130.1706 | 0 | 833027.0814 | 308927.6925 | 214271.0606 | 0 | 94656.6319 | 20.6584 | 20.7584 | 20.6584 | 20.7584 | 0.25 | 900 | 0.17167 | 343.253 | 0.014731
2017-01-21 15:45 | 1926 | 135.75 | 20.6829 | 9.725 | 185.4129 | 0 | 833027.0814 | 321042.4307 | 224934.5892 | 0 | 96107.8415 | 20.6689 | 20.7689 | 20.6689 | 20.7689 | 0.25 | 900 | 0.1745 | 356.7138 | 0.015562
2017-01-21 16:00 | 1927 | 136 | 20.6943 | 9.7 | 253.1073 | 0 | 833027.0814 | 337231.0871 | 239183.4257 | 0 | 98047.6614 | 20.6792 | 20.7792 | 20.6792 | 20.7792 | 0.25 | 900 | 0.17734 | 374.7012 | 0.016612
2017-01-21 16:15 | 1928 | 136.25 | 20.6889 | 9.6 | 271.1431 | 0 | 833027.0814 | 356996.9621 | 256579.863 | 0 | 100417.0992 | 20.6895 | 20.7895 | 20.6895 | 20.7895 | 0.25 | 900 | 0.19119 | 396.6633 | 0.01896
2017-01-21 16:30 | 1929 | 136.5 | 20.7008 | 9.5 | 408.8242 | 0 | 1054199.8844 | 362414.622 | 261334.2092 | 0 | 101080.4127 | 20.6997 | 20.7997 | 20.6997 | 20.7997 | 0.25 | 900 | 0.20505 | 402.6829 | 0.020642
2017-01-21 16:45 | 1930 | 136.75 | 20.7103 | 9.4 | 496.3173 | 0 | 1054199.8844 | 402924.315 | 296965.8141 | 0 | 105958.5009 | 20.7097 | 20.8097 | 20.7097 | 20.8097 | 0.25 | 900 | 0.2189 | 447.6937 | 0.0245
2017-01-21 17:00 | 1931 | 137 | 20.7237 | 9.3 | 607.7472 | 0 | 1054199.8844 | 428645.5229 | 319573.8961 | 0 | 109071.6268 | 20.7196 | 20.8196 | 20.7196 | 20.8196 | 0.25 | 900 | 0.23275 | 476.2728 | 0.027713
2017-01-21 17:15 | 1932 | 137.25 | 20.7322 | 9.075 | 608.172 | 0 | 1054199.8844 | 461312.8288 | 348283.7758 | 0 | 113029.053 | 20.7293 | 20.8293 | 20.7293 | 20.8293 | 0.25 | 900 | 0.23023 | 512.5698 | 0.029503
2017-01-21 17:30 | 1933 | 137.5 | 20.7428 | 8.85 | 691.2162 | 0 | 1330183.6065 | 462715.4686 | 349448.766 | 0 | 113266.7026 | 20.7388 | 20.8388 | 20.7388 | 20.8388 | 0.25 | 900 | 0.22772 | 514.1283 | 0.029269
2017-01-21 17:45 | 1934 | 137.75 | 20.7532 | 8.625 | 758.1521 | 0 | 1330183.6065 | 488118.0467 | 371706.4524 | 0 | 116411.5942 | 20.7482 | 20.8482 | 20.7482 | 20.8482 | 0.25 | 900 | 0.2252 | 542.3534 | 0.030534
2017-01-21 18:00 | 1935 | 138 | 20.7634 | 8.4 | 822.1832 | 0 | 1330183.6065 | 508975.1549 | 389952.4001 | 0 | 119022.7548 | 20.7572 | 20.8572 | 20.7572 | 20.8572 | 0.25 | 900 | 0.22268 | 565.5279 | 0.031483
2017-01-21 18:15 | 1936 | 138.25 | 20.7805 | 8.475 | 753.401 | 0 | 1330183.6065 | 529104.3002 | 407544.0004 | 0 | 121560.2998 | 20.7661 | 20.8661 | 20.7661 | 20.8661 | 0.25 | 900 | 0.21516 | 587.8937 | 0.031624
2017-01-21 18:30 | 1937 | 138.5 | 20.7893 | 8.55 | 760.3447 | 0 | 1419081.7863 | 509124.6764 | 390026.5992 | 0 | 119098.0773 | 20.7749 | 20.8749 | 20.7749 | 20.8749 | 0.25 | 900 | 0.20765 | 565.6941 | 0.029367
2017-01-21 18:45 | 1938 | 138.75 | 20.7979 | 8.625 | 737.5493 | 0 | 1419081.7863 | 510495.3996 | 391259.2757 | 0 | 119236.1239 | 20.7838 | 20.8838 | 20.7838 | 20.8838 | 0.25 | 900 | 0.20014 | 567.2171 | 0.02838
2017-01-21 19:00 | 1939 | 139 | 20.8067 | 8.7 | 740.2871 | 0 | 1419081.7863 | 503411.1871 | 385064.1581 | 0 | 118347.029 | 20.7927 | 20.8927 | 20.7927 | 20.8927 | 0.25 | 900 | 0.19262 | 559.3458 | 0.026935
2017-01-21 19:15 | 1940 | 139.25 | 20.8141 | 8.7 | 734.4034 | 0 | 1419081.7863 | 503714.1258 | 385358.2247 | 0 | 118355.9011 | 20.8016 | 20.9016 | 20.8016 | 20.9016 | 0.25 | 900 | 0.18572 | 559.6824 | 0.025986
2017-01-21 19:30 | 1941 | 139.5 | 20.8236 | 8.7 | 741.5107 | 0 | 1392175.501 | 501990.1229 | 383843.3903 | 0 | 118146.7325 | 20.8104 | 20.9104 | 20.8104 | 20.9104 | 0.25 | 900 | 0.17882 | 557.7668 | 0.024934
2017-01-21 19:45 | 1942 | 139.75 | 20.8335 | 8.7 | 741.1372 | 0 | 1392175.501 | 504107.0567 | 385703.4823 | 0 | 118403.5744 | 20.8192 | 20.9192 | 20.8192 | 20.9192 | 0.25 | 900 | 0.17191 | 560.119 | 0.024073
2017-01-21 20:00 | 1943 | 140 | 20.8412 | 8.7 | 739.9757 | 0 | 1392175.501 | 504030.9198 | 385636.5829 | 0 | 118394.3369 | 20.8279 | 20.9279 | 20.8279 | 20.9279 | 0.25 | 900 | 0.16501 | 560.0344 | 0.023103
2017-01-21 20:15 | 1944 | 140.25 | 20.8767 | 8.475 | 734.6978 | 0 | 1392175.501 | 503671.1533 | 385320.4659 | 0 | 118350.6874 | 20.8366 | 20.9366 | 20.8366 | 20.9366 | 0.25 | 900 | 0.1612 | 559.6346 | 0.022553
2017-01-21 20:30 | 1945 | 140.5 | 20.8845 | 8.25 | 634.9761 | 0 | 1377595.0107 | 504116.9773 | 385628.2659 | 0 | 118488.7114 | 20.8451 | 20.9451 | 20.8451 | 20.9451 | 0.25 | 900 | 0.15739 | 560.13 | 0.02204
2017-01-21 20:45 | 1946 | 140.75 | 20.8927 | 8.025 | 608.3441 | 0 | 1377595.0107 | 476142.2795 | 360983.7123 | 0 | 115158.5673 | 20.8533 | 20.9533 | 20.8533 | 20.9533 | 0.25 | 900 | 0.15358 | 529.047 | 0.020313
2017-01-21 21:00 | 1947 | 141 | 20.8922 | 7.8 | 550.5251 | 0 | 1377595.0107 | 469816.0025 | 355357.7611 | 0 | 114458.2414 | 20.8613 | 20.9613 | 20.8613 | 20.9613 | 0.25 | 900 | 0.14977 | 522.0178 | 0.019546
2017-01-21 21:15 | 1948 | 141.25 | 20.8669 | 7.925 | 543.7277 | 0 | 1377595.0107 | 454052.1042 | 341457.2908 | 0 | 112594.8133 | 20.8692 | 20.9692 | 20.8692 | 20.9692 | 0.25 | 900 | 0.1467 | 504.5023 | 0.018503
2017-01-21 21:30 | 1949 | 141.5 | 20.8689 | 8.05 | 689.7493 | 0 | 1264143.4163 | 450985.2089 | 338803.0286 | 0 | 112182.1802 | 20.877 | 20.977 | 20.877 | 20.977 | 0.25 | 900 | 0.14363 | 501.0947 | 0.017993
2017-01-21 21:45 | 1950 | 141.75 | 20.8762 | 8.175 | 739.7989 | 0 | 1264143.4163 | 493532.1752 | 376179.906 | 0 | 117352.2691 | 20.8849 | 20.9849 | 20.8849 | 20.9849 | 0.25 | 900 | 0.14056 | 548.3691 | 0.01927
2017-01-21 22:00 | 1951 | 142 | 20.8852 | 8.3 | 807.6872 | 0 | 1264143.4163 | 507381.9798 | 388382.3615 | 0 | 118999.6184 | 20.8929 | 20.9929 | 20.8929 | 20.9929 | 0.25 | 900 | 0.13749 | 563.7578 | 0.019378
2017-01-21 22:15 | 1952 | 142.25 | 20.863 | 8.35 | 943.8935 | 0 | 1264143.4163 | 526235.2976 | 404983.5859 | 0 | 121251.7117 | 20.9009 | 21.0009 | 20.9009 | 21.0009 | 0.25 | 900 | 0.13449 | 584.7059 | 0.01966
2017-01-21 22:30 | 1953 | 142.5 | 20.8719 | 8.4 | 1151.5211 | 0 | 1009469.0009 | 564425.1212 | 438539.0756 | 0 | 125886.0456 | 20.9089 | 21.0089 | 20.9089 | 21.0089 | 0.25 | 900 | 0.1315 | 627.139 | 0.020616
2017-01-21 22:45 | 1954 | 142.75 | 20.8779 | 8.45 | 1280.542 | 0 | 1009469.0009 | 624010.9395 | 490890.4996 | 0 | 133120.4399 | 20.9169 | 21.0169 | 20.9169 | 21.0169 | 0.25 | 900 | 0.1285 | 693.3455 | 0.022273
2017-01-21 23:00 | 1955 | 143 | 20.8838 | 8.5 | 1455.1289 | 0 | 1009469.0009 | 660111.0567 | 522624.5318 | 0 | 137486.5249 | 20.9249 | 21.0249 | 20.9249 | 21.0249 | 0.25 | 900 | 0.1255 | 733.4567 | 0.023012
2017-01-21 23:15 | 1956 | 143.25 | 21.0007 | 8.375 | 1572.4554 | 0 | 1009469.0009 | 708541.1971 | 565194.439 | 0 | 143346.7581 | 20.9329 | 21.0329 | 20.9329 | 21.0329 | 0.25 | 900 | 0.12582 | 787.268 | 0.024764
2017-01-21 23:30 | 1957 | 143.5 | 20.9963 | 8.25 | 1285.7459 | 0 | 787730.259 | 745883.0841 | 597898.9862 | 0 | 147984.0979 | 20.9407 | 21.0407 | 20.9407 | 21.0407 | 0.25 | 900 | 0.12614 | 828.759 | 0.026135
2017-01-21 23:45 | 1958 | 143.75 | 21.0229 | 8.125 | 1314.4742 | 0 | 787730.259 | 663342.3399 | 525337.0023 | 0 | 138005.3375 | 20.9484 | 21.0484 | 20.9484 | 21.0484 | 0.25 | 900 | 0.12646 | 737.047 | 0.023302
2017-01-22 | 1959 | 144 | 21.0217 | 8 | 1130.4406 | 0 | 787730.259 | 673369.7262 | 534060.1285 | 0 | 139309.5977 | 20.956 | 21.056 | 20.956 | 21.056 | 0.25 | 900 | 0.12646 | 748.1886 | 0.023654

## Details_2025-02-04
datetime | Unnamed: 0 | sim_time | Zone Air Temperature,LIVING_UNIT1 | Site Outdoor Air Drybulb Temperature,ENVIRONMENT | Zone Air System Sensible Heating Rate,LIVING_UNIT1 | Zone Air System Sensible Cooling Rate,LIVING_UNIT1 | Electricity:Building | Electricity:HVAC | Heating:Electricity | Cooling:Electricity | Fans:Electricity | Zone Thermostat Heating Setpoint Temperature,LIVING_UNIT1 | Zone Thermostat Cooling Setpoint Temperature,LIVING_UNIT1 | Zone Temperature Control,Heating Setpoint,LIVING_UNIT1 | Zone Temperature Control,Cooling Setpoint,LIVING_UNIT1 | dt_hours | dt_seconds | current_price | P_total_W | step_cost_real
2017-02-04 | 3930.5 | 120.0625 | 20.0735 | -4.125 | 1800.98 | 0 | 787730.259 | 1402485.842 | 596780.3602 | 0 | 111390.8153 | 20.0177 | 20.1177 | 20.0177 | 20.1177 | 0.125 | 450 | 0.1324 | 786.8569 | 0.012154
2017-02-04 00:15 | 3932.5 | 120.3125 | 20.0679 | -4.375 | 1898.6204 | 0 | 700496.6146 | 1442227.4721 | 1216654.1688 | 0 | 225573.3033 | 20.0212 | 20.1212 | 20.0212 | 20.1212 | 0.125 | 450 | 0.13068 | 1602.475 | 0.026146
2017-02-04 00:30 | 3934 | 120.5 | 20.0706 | -4.5 | 1908.331 | 0 | 613262.9701 | 1468112.5932 | 1239747.6171 | 0 | 228364.9761 | 20.0228 | 20.1228 | 20.0228 | 20.1228 | 0.25 | 900 | 0.12897 | 1631.2362 | 0.052595
2017-02-04 00:45 | 3935 | 120.75 | 20.1006 | -4.75 | 2019.9112 | 0 | 613262.9701 | 1528874.1121 | 1293883.3586 | 0 | 234990.7535 | 20.026 | 20.126 | 20.026 | 20.126 | 0.25 | 900 | 0.12726 | 1698.749 | 0.054044
2017-02-04 01:00 | 3936 | 121 | 20.1087 | -5 | 2044.0156 | 0 | 613262.9701 | 1610980.378 | 1366906.1661 | 0 | 244074.2118 | 20.029 | 20.129 | 20.029 | 20.129 | 0.25 | 900 | 0.12554 | 1789.9782 | 0.056178
2017-02-04 01:15 | 3937 | 121.25 | 20.1157 | -4.75 | 2086.0763 | 0 | 613262.9701 | 1643274.0918 | 1395828.6197 | 0 | 247445.4721 | 20.0317 | 20.1317 | 20.0317 | 20.1317 | 0.25 | 900 | 0.12495 | 1825.8601 | 0.057035
2017-02-04 01:30 | 3938 | 121.5 | 20.1183 | -4.5 | 2091.2182 | 0 | 562337.4017 | 1648668.8832 | 1400263.5282 | 0 | 248405.355 | 20.0346 | 20.1346 | 20.0346 | 20.1346 | 0.25 | 900 | 0.12436 | 1831.8543 | 0.056952
2017-02-04 01:45 | 3939 | 121.75 | 20.1207 | -4.25 | 2103.1116 | 0 | 562337.4017 | 1630451.1121 | 1383759.5644 | 0 | 246691.5477 | 20.0377 | 20.1377 | 20.0377 | 20.1377 | 0.25 | 900 | 0.12377 | 1811.6123 | 0.056056
2017-02-04 02:00 | 3940 | 122 | 20.123 | -4 | 2109.1493 | 0 | 562337.4017 | 1615383.8689 | 1370008.717 | 0 | 245375.1519 | 20.041 | 20.141 | 20.041 | 20.141 | 0.25 | 900 | 0.12318 | 1794.871 | 0.055273
2017-02-04 02:15 | 3941 | 122.25 | 20.125 | -4.5 | 2163.735 | 0 | 562337.4017 | 1597048.676 | 1353332.556 | 0 | 243716.12 | 20.0444 | 20.1444 | 20.0444 | 20.1444 | 0.25 | 900 | 0.12338 | 1774.4985 | 0.054736
2017-02-04 02:30 | 3942 | 122.5 | 20.1313 | -5 | 2225.9898 | 0 | 545753.3182 | 1648563.6548 | 1398286.0386 | 0 | 250277.6163 | 20.0475 | 20.1475 | 20.0475 | 20.1475 | 0.25 | 900 | 0.12359 | 1831.7374 | 0.056594
2017-02-04 02:45 | 3943 | 122.75 | 20.138 | -5.5 | 2281.91 | 0 | 545753.3182 | 1707551.4337 | 1449726.2469 | 0 | 257825.1868 | 20.0501 | 20.1501 | 20.0501 | 20.1501 | 0.25 | 900 | 0.12379 | 1897.2794 | 0.058715
2017-02-04 03:00 | 3944 | 123 | 20.1453 | -6 | 2340.9945 | 0 | 545753.3182 | 1764599.3543 | 1499324.9761 | 0 | 265274.3782 | 20.0524 | 20.1524 | 20.0524 | 20.1524 | 0.25 | 900 | 0.12399 | 1960.6659 | 0.060776
2017-02-04 03:15 | 3945 | 123.25 | 20.1488 | -5.5 | 2321.3219 | 0 | 545753.3182 | 1824623.0209 | 1551412.7021 | 0 | 273210.3188 | 20.0542 | 20.1542 | 20.0542 | 20.1542 | 0.25 | 900 | 0.1238 | 2027.3589 | 0.062749
2017-02-04 03:30 | 3946 | 123.5 | 20.1485 | -5 | 2300.9546 | 0 | 533363.667 | 1790233.0316 | 1521950.7742 | 0 | 268282.2574 | 20.0565 | 20.1565 | 20.0565 | 20.1565 | 0.25 | 900 | 0.12362 | 1989.1478 | 0.061475
2017-02-04 03:45 | 3947 | 123.75 | 20.1488 | -4.5 | 2283.2106 | 0 | 533363.667 | 1752038.2244 | 1489016.0635 | 0 | 263022.1609 | 20.0591 | 20.1591 | 20.0591 | 20.1591 | 0.25 | 900 | 0.12344 | 1946.7091 | 0.060073
2017-02-04 04:00 | 3948 | 124 | 20.1493 | -4 | 2261.2098 | 0 | 533363.667 | 1715209.331 | 1457178.2626 | 0 | 258031.0684 | 20.062 | 20.162 | 20.062 | 20.162 | 0.25 | 900 | 0.12325 | 1905.7881 | 0.058722
2017-02-04 04:15 | 3949 | 124.25 | 20.1496 | -4 | 2273.1197 | 0 | 533363.667 | 1676645.3235 | 1423702.9363 | 0 | 252942.3872 | 20.0653 | 20.1653 | 20.0653 | 20.1653 | 0.25 | 900 | 0.12434 | 1862.9392 | 0.057912
2017-02-04 04:30 | 3950 | 124.5 | 20.152 | -4 | 2303.9955 | 0 | 566989.6412 | 1680207.4298 | 1426849.9071 | 0 | 253357.5227 | 20.0686 | 20.1686 | 20.0686 | 20.1686 | 0.25 | 900 | 0.12544 | 1866.8971 | 0.058546
2017-02-04 04:45 | 3951 | 124.75 | 20.1557 | -4 | 2332.0093 | 0 | 566989.6412 | 1695144.7091 | 1440054.3254 | 0 | 255090.3836 | 20.0719 | 20.1719 | 20.0719 | 20.1719 | 0.25 | 900 | 0.12654 | 1883.4941 | 0.059582
2017-02-04 05:00 | 3952 | 125 | 20.1593 | -4 | 2356.0655 | 0 | 566989.6412 | 1708888.3558 | 1452203.3323 | 0 | 256685.0235 | 20.0752 | 20.1752 | 20.0752 | 20.1752 | 0.25 | 900 | 0.12763 | 1898.7648 | 0.060585
2017-02-04 05:15 | 3953 | 125.25 | 20.1631 | -4 | 2314.9492 | 0 | 566989.6412 | 1720337.2627 | 1462323.3841 | 0 | 258013.8786 | 20.0784 | 20.1784 | 20.0784 | 20.1784 | 0.25 | 900 | 0.13404 | 1911.4858 | 0.064053
2017-02-04 05:30 | 3954 | 125.5 | 20.166 | -4 | 2292.293 | 0 | 696064.4026 | 1699218.5257 | 1443647.7508 | 0 | 255570.7749 | 20.0817 | 20.1817 | 20.0817 | 20.1817 | 0.25 | 900 | 0.14044 | 1888.0206 | 0.066291
2017-02-04 05:45 | 3955 | 125.75 | 20.169 | -4 | 2272.4024 | 0 | 696064.4026 | 1686900.6921 | 1432753.5419 | 0 | 254147.1501 | 20.0849 | 20.1849 | 20.0849 | 20.1849 | 0.25 | 900 | 0.14685 | 1874.3341 | 0.068813
2017-02-04 06:00 | 3956 | 126 | 20.1707 | -4 | 2263.7755 | 0 | 696064.4026 | 1676078.8352 | 1423182.0571 | 0 | 252896.7781 | 20.0881 | 20.1881 | 20.0881 | 20.1881 | 0.25 | 900 | 0.15326 | 1862.3098 | 0.071354
2017-02-04 06:15 | 3957 | 126.25 | 20.1728 | -4.25 | 2262.8058 | 0 | 696064.4026 | 1670944.425 | 1418639.1563 | 0 | 252305.2687 | 20.0913 | 20.1913 | 20.0913 | 20.1913 | 0.25 | 900 | 0.16027 | 1856.6049 | 0.074388
2017-02-04 06:30 | 3958 | 126.5 | 20.1763 | -4.5 | 2291.4717 | 0 | 832563.7912 | 1691195.6959 | 1437035.5531 | 0 | 254160.1428 | 20.0942 | 20.1942 | 20.0942 | 20.1942 | 0.25 | 900 | 0.16728 | 1879.1063 | 0.078582
2017-02-04 06:45 | 3959 | 126.75 | 20.1802 | -4.75 | 2339.1232 | 0 | 832563.7912 | 1728692.8935 | 1470656.1882 | 0 | 258036.7053 | 20.097 | 20.197 | 20.097 | 20.197 | 0.25 | 900 | 0.17428 | 1920.7699 | 0.083689
2017-02-04 07:00 | 3960 | 127 | 20.1852 | -5 | 2407.666 | 0 | 832563.7912 | 1776523.6914 | 1513397.5973 | 0 | 263126.0941 | 20.0996 | 20.1996 | 20.0996 | 20.1996 | 0.25 | 900 | 0.18129 | 1973.9152 | 0.089463
2017-02-04 07:15 | 3961 | 127.25 | 20.192 | -5 | 2421.1372 | 0 | 832563.7912 | 1835837.3502 | 1566283.3218 | 0 | 269554.0284 | 20.1019 | 20.2019 | 20.1019 | 20.2019 | 0.25 | 900 | 0.18896 | 2039.8193 | 0.096364
2017-02-04 07:30 | 3962 | 127.5 | 20.1955 | -5 | 2394.6627 | 0 | 917156.0991 | 1845511.085 | 1574842.8033 | 0 | 270668.2818 | 20.1042 | 20.2042 | 20.1042 | 20.2042 | 0.25 | 900 | 0.19664 | 2050.5679 | 0.10081
2017-02-04 07:45 | 3963 | 127.75 | 20.1981 | -5 | 2395.346 | 0 | 917156.0991 | 1832151.239 | 1563010.0418 | 0 | 269141.1971 | 20.1066 | 20.2066 | 20.1066 | 20.2066 | 0.25 | 900 | 0.20431 | 2035.7236 | 0.10398
2017-02-04 08:00 | 3964 | 128 | 20.2011 | -5 | 2405.3792 | 0 | 917156.0991 | 1833516.3449 | 1564213.673 | 0 | 269302.6718 | 20.1089 | 20.2089 | 20.1089 | 20.2089 | 0.25 | 900 | 0.21199 | 2037.2404 | 0.10797
2017-02-04 08:15 | 3965 | 128.25 | 20.2068 | -4.75 | 2539.3428 | 0 | 917156.0991 | 1839895.1845 | 1569856.0439 | 0 | 270039.1406 | 20.1112 | 20.2112 | 20.1112 | 20.2112 | 0.25 | 900 | 0.19982 | 2044.328 | 0.10212
2017-02-04 08:30 | 3966.5 | 128.5625 | 20.1858 | -4.375 | 2188.0256 | 0 | 802160.3193 | 1815253.2908 | 1547445.0455 | 0 | 267808.2453 | 20.115 | 20.215 | 20.115 | 20.215 | 0.125 | 450 | 0.18765 | 2016.9481 | 0.047437
2017-02-04 08:45 | 3968.5 | 128.8125 | 20.1671 | -4.125 | 2087.145 | 0 | 802160.3193 | 1681474.1575 | 1428638.818 | 0 | 252835.3395 | 20.1177 | 20.2177 | 20.1177 | 20.2177 | 0.125 | 450 | 0.17548 | 1868.3046 | 0.04108
2017-02-04 09:00 | 3970.5 | 129.0625 | 20.1675 | -4 | 2008.2209 | 0 | 802160.3193 | 1575970.5999 | 1334873.0328 | 0 | 241097.5671 | 20.1206 | 20.2206 | 20.1206 | 20.2206 | 0.125 | 450 | 0.16331 | 1751.0784 | 0.035814
2017-02-04 09:15 | 3972.5 | 129.3125 | 20.1695 | -4 | 1976.0026 | 0 | 778840.1775 | 1531067.667 | 1294935.8927 | 0 | 236131.7743 | 20.1236 | 20.2236 | 20.1236 | 20.2236 | 0.125 | 450 | 0.15662 | 1701.1863 | 0.033304
2017-02-04 09:30 | 3975 | 129.5833 | 20.1634 | -4 | 1900.5262 | 0 | 755520.0357 | 1510030.1991 | 1276331.1233 | 0 | 233699.0757 | 20.1271 | 20.2271 | 20.1271 | 20.2271 | 0.083333 | 300 | 0.14992 | 1677.8113 | 0.020961
2017-02-04 09:45 | 3978 | 129.8333 | 20.1611 | -4 | 1840.2979 | 0 | 755520.0357 | 1473908.3871 | 1244390.968 | 0 | 229517.4191 | 20.1301 | 20.2301 | 20.1301 | 20.2301 | 0.083333 | 300 | 0.14322 | 1637.676 | 0.019546
2017-02-04 10:00 | 3981 | 130.0833 | 20.1628 | -4 | 1776.1292 | 0 | 755520.0357 | 1441328.4178 | 1215582.4338 | 0 | 225745.984 | 20.133 | 20.233 | 20.133 | 20.233 | 0.083333 | 300 | 0.13653 | 1601.476 | 0.018221
2017-02-04 10:15 | 3983.5 | 130.3125 | 20.1696 | -4 | 1735.1345 | 0 | 763445.4679 | 1411868.8621 | 1189534.2642 | 0 | 222334.5978 | 20.1354 | 20.2354 | 20.1354 | 20.2354 | 0.125 | 450 | 0.13439 | 1568.7432 | 0.026376
2017-02-04 10:30 | 3985.5 | 130.5625 | 20.1766 | -4 | 1657.8568 | 0 | 771370.9002 | 1377051.342 | 1158749.2285 | 0 | 218302.1135 | 20.1383 | 20.2383 | 20.1383 | 20.2383 | 0.125 | 450 | 0.13224 | 1530.057 | 0.025311
2017-02-04 10:45 | 3987.5 | 130.8125 | 20.1782 | -4 | 1605.2607 | 0 | 771370.9002 | 1343991.4151 | 1129518.258 | 0 | 214473.157 | 20.1412 | 20.2412 | 20.1412 | 20.2412 | 0.125 | 450 | 0.13009 | 1493.3238 | 0.024306
2017-02-04 11:00 | 3989.5 | 131.0625 | 20.1804 | -4 | 1571.9636 | 0 | 771370.9002 | 1309633.3851 | 1099139.787 | 0 | 210493.5982 | 20.1441 | 20.2441 | 20.1441 | 20.2441 | 0.125 | 450 | 0.12795 | 1455.1482 | 0.023293
2017-02-04 11:15 | 3991.5 | 131.3125 | 20.1833 | -4 | 1560.1039 | 0 | 778056.2848 | 1296428.5921 | 1088039.0265 | 0 | 208389.5655 | 20.147 | 20.247 | 20.147 | 20.247 | 0.125 | 450 | 0.12682 | 1440.4762 | 0.022831
2017-02-04 11:30 | 3993.5 | 131.5625 | 20.1865 | -4 | 1553.829 | 0 | 784741.6695 | 1304801.7521 | 1096588.6936 | 0 | 208213.0584 | 20.1498 | 20.2498 | 20.1498 | 20.2498 | 0.125 | 450 | 0.12569 | 1449.7797 | 0.022772
2017-02-04 11:45 | 3995 | 131.75 | 20.188 | -4 | 1544.5813 | 0 | 784741.6695 | 1309841.1888 | 1101616.1918 | 0 | 208224.997 | 20.1512 | 20.2512 | 20.1512 | 20.2512 | 0.25 | 900 | 0.12456 | 1455.3791 | 0.045321
2017-02-04 12:00 | 3996 | 132 | 20.2071 | -4 | 1579.0171 | 0 | 784741.6695 | 1322893.2748 | 1114304.351 | 0 | 208588.9238 | 20.1541 | 20.2541 | 20.1541 | 20.2541 | 0.25 | 900 | 0.12343 | 1469.8814 | 0.045357
2017-02-04 12:15 | 3997.5 | 132.3125 | 20.2091 | -3.625 | 1407.1444 | 0 | 779625.9931 | 1323241.4303 | 1115571.0654 | 0 | 207670.3649 | 20.1584 | 20.2584 | 20.1584 | 20.2584 | 0.125 | 450 | 0.12089 | 1470.2683 | 0.022252
2017-02-04 12:30 | 3999.5 | 132.5625 | 20.1937 | -3.375 | 1363.9004 | 0 | 774510.3167 | 1248719.8673 | 1049101.6966 | 0 | 199618.1707 | 20.1614 | 20.2614 | 20.1614 | 20.2614 | 0.125 | 450 | 0.11835 | 1387.4665 | 0.020574
2017-02-04 12:45 | 4001.5 | 132.8125 | 20.1944 | -3.125 | 1257.1469 | 0 | 774510.3167 | 1172807.6934 | 981407.9926 | 0 | 191399.7008 | 20.1647 | 20.2647 | 20.1647 | 20.2647 | 0.125 | 450 | 0.11581 | 1303.1197 | 0.018899
2017-02-04 13:00 | 4003.5 | 133.0625 | 20.1962 | -3 | 1188.9341 | 0 | 774510.3167 | 1109973.3564 | 925340.4436 | 0 | 184632.9128 | 20.1681 | 20.2681 | 20.1681 | 20.2681 | 0.125 | 450 | 0.11327 | 1233.3037 | 0.017494
2017-02-04 13:15 | 4005 | 133.25 | 20.1974 | -3 | 1157.317 | 0 | 774510.3167 | 1079429.4417 | 898085.2311 | 0 | 181344.2106 | 20.1698 | 20.2698 | 20.1698 | 20.2698 | 0.25 | 900 | 0.11497 | 1199.366 | 0.034474
2017-02-04 13:30 | 4007 | 133.5833 | 20.2047 | -3 | 1175.4637 | 0 | 761050.4743 | 1095612.0894 | 913986.6632 | 0 | 181625.4262 | 20.1756 | 20.2756 | 20.1756 | 20.2756 | 0.083333 | 300 | 0.11668 | 1217.3468 | 0.011837
2017-02-04 13:45 | 4010.5 | 133.8438 | 20.1961 | -3 | 1111.1873 | 0 | 761050.4743 | 1085319.1184 | 905767.9146 | 0 | 179551.2038 | 20.1793 | 20.2793 | 20.1793 | 20.2793 | 0.0625 | 225 | 0.11839 | 1205.9101 | 0.0089277
2017-02-04 14:00 | 4014.5 | 134.0938 | 20.1971 | -2.4375 | 1037.9701 | 0 | 761050.4743 | 1067045.2567 | 890342.5998 | 0 | 176702.657 | 20.1828 | 20.2828 | 20.1828 | 20.2828 | 0.0625 | 225 | 0.12009 | 1185.6058 | 0.0089004
2017-02-04 14:15 | 4018 | 134.3333 | 20.2017 | -1.75 | 962.201 | 0 | 764093.4109 | 1026849.0612 | 855839.5287 | 0 | 171009.5325 | 20.1863 | 20.2863 | 20.1863 | 20.2863 | 0.083333 | 300 | 0.12069 | 1140.9434 | 0.011475
2017-02-04 14:30 | 4021 | 134.5833 | 20.2045 | -1 | 838.7314 | 0 | 765614.8792 | 972353.4351 | 808763.77 | 0 | 163589.6651 | 20.1906 | 20.2906 | 20.1906 | 20.2906 | 0.083333 | 300 | 0.12128 | 1080.3927 | 0.010919
2017-02-04 14:45 | 4024 | 134.8333 | 20.2074 | -0.25 | 747.8885 | 0 | 765614.8792 | 888181.8088 | 734767.3899 | 0 | 153414.4189 | 20.1955 | 20.2955 | 20.1955 | 20.2955 | 0.083333 | 300 | 0.12187 | 986.8687 | 0.010023
2017-02-04 15:00 | 4026.5 | 135.0625 | 20.2135 | 0.0125 | 726.69 | 0 | 765614.8792 | 835166.7869 | 688254.7771 | 0 | 146912.0098 | 20.2 | 20.3 | 20.2 | 20.3 | 0.125 | 450 | 0.12247 | 927.9631 | 0.014229
2017-02-04 15:15 | 4028.5 | 135.3125 | 20.2217 | 0.0375 | 742.116 | 0 | 799320.9803 | 808698.4721 | 665082.3682 | 0 | 143616.1039 | 20.2056 | 20.3056 | 20.2056 | 20.3056 | 0.125 | 450 | 0.12217 | 898.5539 | 0.01373
2017-02-04 15:30 | 4030 | 135.5 | 20.225 | 0.05 | 759.7178 | 0 | 833027.0814 | 802135.8972 | 659190.3863 | 0 | 142945.5109 | 20.2084 | 20.3084 | 20.2084 | 20.3084 | 0.25 | 900 | 0.12187 | 891.2621 | 0.027156
2017-02-04 15:45 | 4031 | 135.75 | 20.2432 | 0.075 | 853.5315 | 0 | 833027.0814 | 842670.4544 | 695726.1116 | 0 | 146944.3429 | 20.214 | 20.314 | 20.214 | 20.314 | 0.25 | 900 | 0.12158 | 936.3005 | 0.028458
2017-02-04 16:00 | 4032.5 | 136.0625 | 20.249 | 0.0875 | 913.4289 | 0 | 833027.0814 | 908897.2911 | 755425.3277 | 0 | 153471.9634 | 20.2223 | 20.3223 | 20.2223 | 20.3223 | 0.125 | 450 | 0.12128 | 1009.8859 | 0.015289
2017-02-04 16:15 | 4034 | 136.25 | 20.2455 | 0.075 | 945.4716 | 0 | 833027.0814 | 927037.272 | 771782.2186 | 0 | 155255.0533 | 20.2251 | 20.3251 | 20.2251 | 20.3251 | 0.25 | 900 | 0.12612 | 1030.0414 | 0.032478
2017-02-04 16:30 | 4035 | 136.5 | 20.2696 | 0.05 | 1054.225 | 0 | 1054199.8844 | 936533.8198 | 780295.735 | 0 | 156238.0848 | 20.2306 | 20.3306 | 20.2306 | 20.3306 | 0.25 | 900 | 0.13096 | 1040.5931 | 0.03407
2017-02-04 16:45 | 4036 | 136.75 | 20.2786 | 0.025 | 1071.7964 | 0 | 1054199.8844 | 1013933.5568 | 849959.2139 | 0 | 163974.3429 | 20.2361 | 20.3361 | 20.2361 | 20.3361 | 0.25 | 900 | 0.13581 | 1126.5928 | 0.03825
2017-02-04 17:00 | 4037.5 | 137.0625 | 20.2792 | -0.25 | 1165.1018 | 0 | 1054199.8844 | 1052672.3565 | 884772.7876 | 0 | 167899.5689 | 20.2442 | 20.3442 | 20.2442 | 20.3442 | 0.125 | 450 | 0.14065 | 1169.636 | 0.020526
2017-02-04 17:15 | 4039.5 | 137.3125 | 20.277 | -0.75 | 1272.855 | 0 | 1192191.7455 | 1087436.5087 | 915448.0089 | 0 | 171988.4998 | 20.2493 | 20.3493 | 20.2493 | 20.3493 | 0.125 | 450 | 0.14924 | 1208.2628 | 0.022532
2017-02-04 17:30 | 4041.5 | 137.5625 | 20.2843 | -1.25 | 1376.3311 | 0 | 1330183.6065 | 1134940.2582 | 956887.7314 | 0 | 178052.5268 | 20.2541 | 20.3541 | 20.2541 | 20.3541 | 0.125 | 450 | 0.15782 | 1261.0447 | 0.024817
2017-02-04 17:45 | 4043.5 | 137.8125 | 20.2911 | -1.75 | 1467.3542 | 0 | 1330183.6065 | 1209161.4999 | 1022169.0778 | 0 | 186992.4221 | 20.2584 | 20.3584 | 20.2584 | 20.3584 | 0.125 | 450 | 0.16641 | 1343.5128 | 0.027897
2017-02-04 18:00 | 4045 | 138 | 20.2942 | -2 | 1495.4668 | 0 | 1330183.6065 | 1241631.4667 | 1050587.1246 | 0 | 191044.342 | 20.2605 | 20.3605 | 20.2605 | 20.3605 | 0.25 | 900 | 0.175 | 1379.5905 | 0.060357
2017-02-04 18:15 | 4046 | 138.25 | 20.3182 | -2 | 1462.0535 | 0 | 1330183.6065 | 1293116.8911 | 1095182.8479 | 0 | 197934.0433 | 20.2642 | 20.3642 | 20.2642 | 20.3642 | 0.25 | 900 | 0.17438 | 1436.7965 | 0.062637
2017-02-04 18:30 | 4047 | 138.5 | 20.323 | -2 | 1451.2537 | 0 | 1419081.7863 | 1269204.2327 | 1073790.2432 | 0 | 195413.9894 | 20.2679 | 20.3679 | 20.2679 | 20.3679 | 0.25 | 900 | 0.17376 | 1410.2269 | 0.06126
2017-02-04 18:45 | 4048 | 138.75 | 20.3275 | -2 | 1484.4451 | 0 | 1419081.7863 | 1261182.8165 | 1066612.4716 | 0 | 194570.3448 | 20.2716 | 20.3716 | 20.2716 | 20.3716 | 0.25 | 900 | 0.17314 | 1401.3142 | 0.060656
2017-02-04 19:00 | 4049 | 139 | 20.3313 | -2 | 1493.5366 | 0 | 1419081.7863 | 1280104.5413 | 1083535.2963 | 0 | 196569.245 | 20.2753 | 20.3753 | 20.2753 | 20.3753 | 0.25 | 900 | 0.17252 | 1422.3384 | 0.061345
2017-02-04 19:15 | 4050 | 139.25 | 20.3341 | -2 | 1499.729 | 0 | 1419081.7863 | 1285014.1536 | 1087924.2688 | 0 | 197089.8848 | 20.2789 | 20.3789 | 20.2789 | 20.3789 | 0.25 | 900 | 0.16721 | 1427.7935 | 0.059686
2017-02-04 19:30 | 4051 | 139.5 | 20.3378 | -2 | 1516.1241 | 0 | 1392175.501 | 1274209.1647 | 1077209.4684 | 0 | 196999.6963 | 20.2825 | 20.3825 | 20.2825 | 20.3825 | 0.25 | 900 | 0.1619 | 1415.788 | 0.057306
2017-02-04 19:45 | 4052 | 139.75 | 20.3415 | -2 | 1529.5316 | 0 | 1392175.501 | 1269206.9704 | 1071668.2125 | 0 | 197538.7579 | 20.2861 | 20.3861 | 20.2861 | 20.3861 | 0.25 | 900 | 0.1566 | 1410.23 | 0.05521
2017-02-04 20:00 | 4053 | 140 | 20.3452 | -2 | 1543.1382 | 0 | 1392175.501 | 1262241.0343 | 1064359.0035 | 0 | 197882.0308 | 20.2897 | 20.3897 | 20.2897 | 20.3897 | 0.25 | 900 | 0.15129 | 1402.49 | 0.053046
2017-02-04 20:15 | 4054 | 140.25 | 20.3475 | -2.25 | 1560.577 | 0 | 1392175.501 | 1255194.9794 | 1056964.4632 | 0 | 198230.5162 | 20.2933 | 20.3933 | 20.2933 | 20.3933 | 0.25 | 900 | 0.14666 | 1394.6611 | 0.051134
2017-02-04 20:30 | 4055 | 140.5 | 20.3522 | -2.5 | 1585.938 | 0 | 1377595.0107 | 1280130.9275 | 1079542.2001 | 0 | 200588.7274 | 20.2967 | 20.3967 | 20.2967 | 20.3967 | 0.25 | 900 | 0.14203 | 1422.3677 | 0.050503
2017-02-04 20:45 | 4056 | 140.75 | 20.3567 | -2.75 | 1604.1665 | 0 | 1377595.0107 | 1310611.7654 | 1107043.8507 | 0 | 203567.9147 | 20.2998 | 20.3998 | 20.2998 | 20.3998 | 0.25 | 900 | 0.13739 | 1456.2353 | 0.050019
2017-02-04 21:00 | 4057 | 141 | 20.3587 | -3 | 1631.3304 | 0 | 1377595.0107 | 1337273.1404 | 1131128.5295 | 0 | 206144.6109 | 20.3027 | 20.4027 | 20.3027 | 20.4027 | 0.25 | 900 | 0.13276 | 1485.859 | 0.049316
2017-02-04 21:15 | 4058 | 141.25 | 20.3627 | -3.25 | 1677.5801 | 0 | 1377595.0107 | 1368693.3045 | 1159438.8794 | 0 | 209254.4251 | 20.3055 | 20.4055 | 20.3055 | 20.4055 | 0.25 | 900 | 0.13518 | 1520.7703 | 0.051393
2017-02-04 21:30 | 4059 | 141.5 | 20.3673 | -3.5 | 1727.4649 | 0 | 1264143.4163 | 1396844.9969 | 1183674.2583 | 0 | 213170.7386 | 20.308 | 20.408 | 20.308 | 20.408 | 0.25 | 900 | 0.13759 | 1552.05 | 0.053389
2017-02-04 21:45 | 4060 | 141.75 | 20.3709 | -3.75 | 1775.747 | 0 | 1264143.4163 | 1428468.0368 | 1210952.3938 | 0 | 217515.643 | 20.3103 | 20.4103 | 20.3103 | 20.4103 | 0.25 | 900 | 0.14001 | 1587.1867 | 0.055556
2017-02-04 22:00 | 4061 | 142 | 20.3757 | -4 | 1824.588 | 0 | 1264143.4163 | 1459742.3753 | 1237868.2952 | 0 | 221874.0801 | 20.3124 | 20.4124 | 20.3124 | 20.4124 | 0.25 | 900 | 0.14243 | 1621.936 | 0.057753
2017-02-04 22:15 | 4062 | 142.25 | 20.3843 | -4 | 1909.9558 | 0 | 1264143.4163 | 1491566.1436 | 1265220.249 | 0 | 226345.8946 | 20.3143 | 20.4143 | 20.3143 | 20.4143 | 0.25 | 900 | 0.14157 | 1657.2957 | 0.058656
2017-02-04 22:30 | 4063 | 142.5 | 20.388 | -4 | 1940.4464 | 0 | 1009469.0009 | 1525894.7774 | 1294410.8064 | 0 | 231483.971 | 20.3162 | 20.4162 | 20.3162 | 20.4162 | 0.25 | 900 | 0.14071 | 1695.4386 | 0.059641
2017-02-04 22:45 | 4064 | 142.75 | 20.3909 | -4 | 1969.5671 | 0 | 1009469.0009 | 1526588.2578 | 1293687.7771 | 0 | 232900.4808 | 20.3181 | 20.4181 | 20.3181 | 20.4181 | 0.25 | 900 | 0.13985 | 1696.2092 | 0.059304
2017-02-04 23:00 | 4065 | 143 | 20.3921 | -4 | 1992.7374 | 0 | 1009469.0009 | 1525701.5672 | 1291532.154 | 0 | 234169.4131 | 20.32 | 20.42 | 20.32 | 20.42 | 0.25 | 900 | 0.13899 | 1695.224 | 0.058905
2017-02-04 23:15 | 4066 | 143.25 | 20.3957 | -4 | 2069.5137 | 0 | 1009469.0009 | 1520849.5567 | 1285839.3332 | 0 | 235010.2235 | 20.3219 | 20.4219 | 20.3219 | 20.4219 | 0.25 | 900 | 0.13705 | 1689.8328 | 0.057897
2017-02-04 23:30 | 4067 | 143.5 | 20.3984 | -4 | 2105.1507 | 0 | 787730.259 | 1560293.85 | 1320710.8736 | 0 | 239582.9763 | 20.3237 | 20.4237 | 20.3237 | 20.4237 | 0.25 | 900 | 0.13511 | 1733.6598 | 0.058557
2017-02-04 23:45 | 4068 | 143.75 | 20.4009 | -4 | 2137.0749 | 0 | 787730.259 | 1578199.9435 | 1336541.1247 | 0 | 241658.8188 | 20.3256 | 20.4256 | 20.3256 | 20.4256 | 0.25 | 900 | 0.13316 | 1753.5555 | 0.058377
2017-02-05 | 4069 | 144 | 20.4029 | -4 | 2164.8919 | 0 | 787730.259 | 1594262.715 | 1350741.7489 | 0 | 243520.9661 | 20.3274 | 20.4274 | 20.3274 | 20.4274 | 0.25 | 900 | 0.13316 | 1771.403 | 0.058971

## Details_2025-03-01
datetime | Unnamed: 0 | sim_time | Zone Air Temperature,LIVING_UNIT1 | Site Outdoor Air Drybulb Temperature,ENVIRONMENT | Zone Air System Sensible Heating Rate,LIVING_UNIT1 | Zone Air System Sensible Cooling Rate,LIVING_UNIT1 | Electricity:Building | Electricity:HVAC | Heating:Electricity | Cooling:Electricity | Fans:Electricity | Zone Thermostat Heating Setpoint Temperature,LIVING_UNIT1 | Zone Thermostat Cooling Setpoint Temperature,LIVING_UNIT1 | Zone Temperature Control,Heating Setpoint,LIVING_UNIT1 | Zone Temperature Control,Cooling Setpoint,LIVING_UNIT1 | dt_hours | dt_seconds | current_price | P_total_W | step_cost_real
2017-03-01 | 5803 | 120 | 20.4722 | 6.9 | 0 | 63.5007 | 787730.259 | 270000 | 0 | 0 | 0 | 20.401 | 20.501 | 20.401 | 20.501 | 0.25 | 900 | 0.12556 | 0 | 0
2017-03-01 00:15 | 5804 | 120.25 | 20.4146 | 6.975 | 56.924 | 0 | 787730.259 | 270000 | 180000 | 0 | 90000 | 20.4107 | 20.5107 | 20.4107 | 20.5107 | 0.25 | 900 | 0.1239 | 300 | 0.0092927
2017-03-01 00:30 | 5805 | 120.5 | 20.4295 | 7.05 | 143.7352 | 0 | 613262.9701 | 307678.035 | 213002.9178 | 0 | 94675.1172 | 20.4205 | 20.5205 | 20.4205 | 20.5205 | 0.25 | 900 | 0.12225 | 341.8645 | 0.010448
2017-03-01 00:45 | 5806.5 | 120.8125 | 20.4396 | 7.1625 | 148.0951 | 0 | 613262.9701 | 332335.7211 | 234612.0898 | 0 | 97723.6314 | 20.435 | 20.535 | 20.435 | 20.535 | 0.125 | 450 | 0.12059 | 369.2619 | 0.0055691
2017-03-01 01:00 | 5808.5 | 121.0625 | 20.448 | 7.2 | 193.5912 | 0 | 613262.9701 | 334245.668 | 236293.5311 | 0 | 97952.137 | 20.4448 | 20.5448 | 20.4448 | 20.5448 | 0.125 | 450 | 0.11893 | 371.3841 | 0.0055159
2017-03-01 01:15 | 5810.5 | 121.3125 | 20.4582 | 7.2 | 246.033 | 0 | 587800.1859 | 347815.5796 | 248188.1198 | 0 | 99627.4599 | 20.4545 | 20.5545 | 20.4545 | 20.5545 | 0.125 | 450 | 0.11828 | 386.4618 | 0.0057042
2017-03-01 01:30 | 5812.5 | 121.5625 | 20.4683 | 7.2 | 303.3821 | 0 | 562337.4017 | 365256.3992 | 263471.135 | 0 | 101785.2641 | 20.4641 | 20.5641 | 20.4641 | 20.5641 | 0.125 | 450 | 0.11764 | 405.8404 | 0.0059583
2017-03-01 01:45 | 5814 | 121.75 | 20.4733 | 7.2 | 310.8475 | 0 | 562337.4017 | 373804.3091 | 270961.4847 | 0 | 102842.8243 | 20.4689 | 20.5689 | 20.4689 | 20.5689 | 0.25 | 900 | 0.11699 | 415.3381 | 0.012147
2017-03-01 02:00 | 5815 | 122 | 20.4789 | 7.2 | 392.6891 | 0 | 562337.4017 | 391727.6968 | 286667.3642 | 0 | 105060.3327 | 20.4785 | 20.5785 | 20.4785 | 20.5785 | 0.25 | 900 | 0.11634 | 435.253 | 0.012659
2017-03-01 02:15 | 5816 | 122.25 | 20.4948 | 7.175 | 465.7997 | 0 | 562337.4017 | 409672.8178 | 302392.2879 | 0 | 107280.5299 | 20.488 | 20.588 | 20.488 | 20.588 | 0.25 | 900 | 0.11437 | 455.192 | 0.013015
2017-03-01 02:30 | 5817 | 122.5 | 20.505 | 7.15 | 502.8354 | 0 | 545753.3182 | 431920.9475 | 321881.3817 | 0 | 110039.5657 | 20.4974 | 20.5974 | 20.4974 | 20.5974 | 0.25 | 900 | 0.11239 | 479.9122 | 0.013485
2017-03-01 02:45 | 5818 | 122.75 | 20.5152 | 7.125 | 556.0836 | 0 | 545753.3182 | 443028.8156 | 331607.6173 | 0 | 111421.1983 | 20.5068 | 20.6068 | 20.5068 | 20.6068 | 0.25 | 900 | 0.11042 | 492.2542 | 0.013589
2017-03-01 03:00 | 5819 | 123 | 20.5252 | 7.1 | 597.632 | 0 | 545753.3182 | 459088.973 | 345671.9579 | 0 | 113417.0151 | 20.5161 | 20.6161 | 20.5161 | 20.6161 | 0.25 | 900 | 0.10845 | 510.0989 | 0.01383
2017-03-01 03:15 | 5820 | 123.25 | 20.5372 | 7.075 | 637.826 | 0 | 545753.3182 | 471636.5905 | 356657.6144 | 0 | 114978.9761 | 20.5253 | 20.6253 | 20.5253 | 20.6253 | 0.25 | 900 | 0.10811 | 524.0407 | 0.014163
2017-03-01 03:30 | 5821 | 123.5 | 20.5469 | 7.05 | 665.6194 | 0 | 533363.667 | 483820.611 | 367323.7301 | 0 | 116496.8809 | 20.5345 | 20.6345 | 20.5345 | 20.6345 | 0.25 | 900 | 0.10776 | 537.5785 | 0.014483
2017-03-01 03:45 | 5822 | 123.75 | 20.5565 | 7.025 | 696.2479 | 0 | 533363.667 | 492224.6799 | 374677.4887 | 0 | 117547.1912 | 20.5436 | 20.6436 | 20.5436 | 20.6436 | 0.25 | 900 | 0.10742 | 546.9163 | 0.014688
2017-03-01 04:00 | 5823 | 124 | 20.5657 | 7 | 721.4664 | 0 | 533363.667 | 501514.5202 | 382806.5119 | 0 | 118708.0083 | 20.5526 | 20.6526 | 20.5526 | 20.6526 | 0.25 | 900 | 0.10708 | 557.2384 | 0.014917
2017-03-01 04:15 | 5824 | 124.25 | 20.5748 | 7 | 733.8633 | 0 | 533363.667 | 509195.2471 | 389525.2766 | 0 | 119669.9706 | 20.5615 | 20.6615 | 20.5615 | 20.6615 | 0.25 | 900 | 0.10788 | 565.7725 | 0.015259
2017-03-01 04:30 | 5825 | 124.5 | 20.5842 | 7 | 752.2987 | 0 | 566989.6412 | 512903.0963 | 392773.2012 | 0 | 120129.8951 | 20.5704 | 20.6704 | 20.5704 | 20.6704 | 0.25 | 900 | 0.10867 | 569.8923 | 0.015483
2017-03-01 04:45 | 5826 | 124.75 | 20.5936 | 7 | 768.1262 | 0 | 566989.6412 | 518421.3112 | 397606.9323 | 0 | 120814.379 | 20.5792 | 20.6792 | 20.5792 | 20.6792 | 0.25 | 900 | 0.10947 | 576.0237 | 0.015765
2017-03-01 05:00 | 5827 | 125 | 20.6029 | 7 | 782.6184 | 0 | 566989.6412 | 523156.3564 | 401754.6386 | 0 | 121401.7178 | 20.588 | 20.688 | 20.588 | 20.688 | 0.25 | 900 | 0.11027 | 581.2848 | 0.016025
2017-03-01 05:15 | 5828 | 125.25 | 20.6123 | 6.975 | 761.1988 | 0 | 566989.6412 | 527498.1926 | 405557.91 | 0 | 121940.2826 | 20.5968 | 20.6968 | 20.5968 | 20.6968 | 0.25 | 900 | 0.11171 | 586.1091 | 0.016368
2017-03-01 05:30 | 5829 | 125.5 | 20.6185 | 6.95 | 759.7677 | 0 | 696064.4026 | 521401.8074 | 400207.6937 | 0 | 121194.1138 | 20.6054 | 20.7054 | 20.6054 | 20.7054 | 0.25 | 900 | 0.11314 | 579.3353 | 0.016387
2017-03-01 05:45 | 5830 | 125.75 | 20.6268 | 6.925 | 772.312 | 0 | 696064.4026 | 521143.3795 | 399971.311 | 0 | 121172.0685 | 20.6141 | 20.7141 | 20.6141 | 20.7141 | 0.25 | 900 | 0.11458 | 579.0482 | 0.016587
2017-03-01 06:00 | 5831 | 126 | 20.6357 | 6.9 | 779.8298 | 0 | 696064.4026 | 525139.6668 | 403461.3973 | 0 | 121678.2695 | 20.6226 | 20.7226 | 20.6226 | 20.7226 | 0.25 | 900 | 0.11602 | 583.4885 | 0.016924
2017-03-01 06:15 | 5832 | 126.25 | 20.6466 | 6.9 | 763.3085 | 0 | 696064.4026 | 527618.5253 | 405622.2019 | 0 | 121996.3234 | 20.6311 | 20.7311 | 20.6311 | 20.7311 | 0.25 | 900 | 0.12021 | 586.2428 | 0.017617
2017-03-01 06:30 | 5833 | 126.5 | 20.6558 | 6.9 | 808.1099 | 0 | 832563.7912 | 522825.0717 | 401424.0972 | 0 | 121400.9745 | 20.6395 | 20.7395 | 20.6395 | 20.7395 | 0.25 | 900 | 0.12439 | 580.9167 | 0.018065
2017-03-01 06:45 | 5834 | 126.75 | 20.6644 | 6.9 | 817.1521 | 0 | 832563.7912 | 536103.2402 | 413053.1118 | 0 | 123050.1283 | 20.6479 | 20.7479 | 20.6479 | 20.7479 | 0.25 | 900 | 0.12857 | 595.6703 | 0.019147
2017-03-01 07:00 | 5835 | 127 | 20.6728 | 6.9 | 823.1032 | 0 | 832563.7912 | 538785.0358 | 415401.8274 | 0 | 123383.2084 | 20.6562 | 20.7562 | 20.6562 | 20.7562 | 0.25 | 900 | 0.13276 | 598.65 | 0.019869
2017-03-01 07:15 | 5836 | 127.25 | 20.677 | 6.9 | 854.6641 | 0 | 832563.7912 | 540575.3698 | 416969.8012 | 0 | 123605.5686 | 20.6645 | 20.7645 | 20.6645 | 20.7645 | 0.25 | 900 | 0.13327 | 600.6393 | 0.020011
2017-03-01 07:30 | 5837 | 127.5 | 20.6869 | 6.9 | 873.2628 | 0 | 917156.0991 | 549814.3369 | 425061.2849 | 0 | 124753.052 | 20.6727 | 20.7727 | 20.6727 | 20.7727 | 0.25 | 900 | 0.13378 | 610.9048 | 0.020431
2017-03-01 07:45 | 5838 | 127.75 | 20.6954 | 6.9 | 778.8598 | 0 | 917156.0991 | 555483.142 | 430026.0222 | 0 | 125457.1199 | 20.6809 | 20.7809 | 20.6809 | 20.7809 | 0.25 | 900 | 0.13428 | 617.2035 | 0.02072
2017-03-01 08:00 | 5839 | 128 | 20.704 | 6.9 | 702.5165 | 0 | 917156.0991 | 527595.5841 | 405602.11 | 0 | 121993.4741 | 20.689 | 20.789 | 20.689 | 20.789 | 0.25 | 900 | 0.13479 | 586.2173 | 0.019754
2017-03-01 08:15 | 5840 | 128.25 | 20.7071 | 6.925 | 774.6534 | 0 | 917156.0991 | 504956.586 | 385774.8845 | 0 | 119181.7015 | 20.6971 | 20.7971 | 20.6971 | 20.7971 | 0.25 | 900 | 0.1339 | 561.0629 | 0.018781
2017-03-01 08:30 | 5841 | 128.5 | 20.7143 | 6.95 | 730.8343 | 0 | 802160.3193 | 526127.3497 | 404326.449 | 0 | 121800.9007 | 20.7052 | 20.8052 | 20.7052 | 20.8052 | 0.25 | 900 | 0.13301 | 584.5859 | 0.019438
2017-03-01 08:45 | 5842 | 128.75 | 20.7213 | 6.975 | 674.196 | 0 | 802160.3193 | 513079.2308 | 392908.0893 | 0 | 120171.1415 | 20.7132 | 20.8132 | 20.7132 | 20.8132 | 0.25 | 900 | 0.13211 | 570.088 | 0.018829
2017-03-01 09:00 | 5843 | 129 | 20.7284 | 7 | 623.7466 | 0 | 802160.3193 | 496115.5267 | 378058.9525 | 0 | 118056.5742 | 20.7213 | 20.8213 | 20.7213 | 20.8213 | 0.25 | 900 | 0.13122 | 551.2395 | 0.018083
2017-03-01 09:15 | 5844 | 129.25 | 20.7467 | 7.2 | 625.2558 | 0 | 802160.3193 | 480958.0488 | 364790.643 | 0 | 116167.4058 | 20.7292 | 20.8292 | 20.7292 | 20.8292 | 0.25 | 900 | 0.12744 | 534.3978 | 0.017026
2017-03-01 09:30 | 5845 | 129.5 | 20.7541 | 7.4 | 535.486 | 0 | 755520.0357 | 480404.8536 | 364373.2505 | 0 | 116031.6031 | 20.7373 | 20.8373 | 20.7373 | 20.8373 | 0.25 | 900 | 0.12366 | 533.7832 | 0.016502
2017-03-01 09:45 | 5846 | 129.75 | 20.7606 | 7.6 | 462.3855 | 0 | 755520.0357 | 452156.0176 | 339677.5869 | 0 | 112478.4307 | 20.7455 | 20.8455 | 20.7455 | 20.8455 | 0.25 | 900 | 0.11988 | 502.3956 | 0.015057
2017-03-01 10:00 | 5847 | 130 | 20.7686 | 7.8 | 401.1137 | 0 | 755520.0357 | 429126.2097 | 319540.5416 | 0 | 109585.6681 | 20.7539 | 20.8539 | 20.7539 | 20.8539 | 0.25 | 900 | 0.1161 | 476.8069 | 0.013839
2017-03-01 10:15 | 5848 | 130.25 | 20.7639 | 7.75 | 340.2152 | 0 | 755520.0357 | 409766.7598 | 302608.5542 | 0 | 107158.2056 | 20.7623 | 20.8623 | 20.7623 | 20.8623 | 0.25 | 900 | 0.11291 | 455.2964 | 0.012851
2017-03-01 10:30 | 5849 | 130.5 | 20.7722 | 7.7 | 328.7763 | 0 | 771370.9002 | 391564.1694 | 286630.8624 | 0 | 104933.3071 | 20.7706 | 20.8706 | 20.7706 | 20.8706 | 0.25 | 900 | 0.10971 | 435.0713 | 0.011933
2017-03-01 10:45 | 5850 | 130.75 | 20.7766 | 7.65 | 292.3584 | 0 | 771370.9002 | 388587.021 | 284009.9647 | 0 | 104577.0563 | 20.7789 | 20.8789 | 20.7789 | 20.8789 | 0.25 | 900 | 0.10651 | 431.7634 | 0.011497
2017-03-01 11:00 | 5851.5 | 131.0625 | 20.7918 | 7.8125 | 297.8951 | 0 | 771370.9002 | 378266.7515 | 274945.3061 | 0 | 103321.4454 | 20.7911 | 20.8911 | 20.7911 | 20.8911 | 0.125 | 450 | 0.10332 | 420.2964 | 0.0054278
2017-03-01 11:15 | 5853.5 | 131.3125 | 20.8025 | 8.2375 | 267.4761 | 0 | 778056.2848 | 375368.3992 | 272434.029 | 0 | 102934.3701 | 20.7993 | 20.8993 | 20.7993 | 20.8993 | 0.125 | 450 | 0.10165 | 417.076 | 0.0053027
2017-03-01 11:30 | 5855.5 | 131.5625 | 20.811 | 8.6625 | 259.1296 | 0 | 784741.6695 | 368529.1676 | 266501.0251 | 0 | 102028.1424 | 20.8078 | 20.9078 | 20.8078 | 20.9078 | 0.125 | 450 | 0.099985 | 409.4769 | 0.005121
2017-03-01 11:45 | 5857.5 | 131.8125 | 20.8197 | 9.0875 | 261.9396 | 0 | 784741.6695 | 363577.0403 | 262217.5116 | 0 | 101359.5286 | 20.8165 | 20.9165 | 20.8165 | 20.9165 | 0.125 | 450 | 0.098318 | 403.9745 | 0.004966
2017-03-01 12:00 | 5859 | 132 | 20.824 | 9.3 | 245.5499 | 0 | 784741.6695 | 362180.0826 | 261021.7977 | 0 | 101158.2849 | 20.821 | 20.921 | 20.821 | 20.921 | 0.25 | 900 | 0.09665 | 402.4223 | 0.0097235
2017-03-01 12:15 | 5860 | 132.25 | 20.8183 | 9.325 | 305.0003 | 0 | 784741.6695 | 362278.0478 | 261170.1881 | 0 | 101107.8597 | 20.8302 | 20.9302 | 20.8302 | 20.9302 | 0.25 | 900 | 0.0945 | 402.5312 | 0.0095098
2017-03-01 12:30 | 5861 | 132.5 | 20.8299 | 9.35 | 393.4497 | 0 | 774510.3167 | 373751.2134 | 271266.3966 | 0 | 102484.8168 | 20.8393 | 20.9393 | 20.8393 | 20.9393 | 0.25 | 900 | 0.09235 | 415.2791 | 0.0095878
2017-03-01 12:45 | 5862 | 132.75 | 20.8416 | 9.375 | 447.5032 | 0 | 774510.3167 | 399527.2815 | 293945.8545 | 0 | 105581.427 | 20.8484 | 20.9484 | 20.8484 | 20.9484 | 0.25 | 900 | 0.0902 | 443.9192 | 0.01001
2017-03-01 13:00 | 5863 | 133 | 20.8539 | 9.4 | 522.4063 | 0 | 774510.3167 | 415049.3925 | 307606.4853 | 0 | 107442.9072 | 20.8575 | 20.9575 | 20.8575 | 20.9575 | 0.25 | 900 | 0.08805 | 461.166 | 0.010151
2017-03-01 13:15 | 5864 | 133.25 | 20.8541 | 9.3 | 592.3003 | 0 | 774510.3167 | 436517.6015 | 326499.63 | 0 | 110017.9715 | 20.8666 | 20.9666 | 20.8666 | 20.9666 | 0.25 | 900 | 0.086913 | 485.0196 | 0.010539
2017-03-01 13:30 | 5865 | 133.5 | 20.8642 | 9.2 | 708.7158 | 0 | 761050.4743 | 456917.5295 | 344417.5554 | 0 | 112499.9741 | 20.8755 | 20.9755 | 20.8755 | 20.9755 | 0.25 | 900 | 0.085775 | 507.6861 | 0.010887
2017-03-01 13:45 | 5866 | 133.75 | 20.8742 | 9.1 | 788.5556 | 0 | 761050.4743 | 491050.9215 | 374407.1219 | 0 | 116643.7996 | 20.8843 | 20.9843 | 20.8843 | 20.9843 | 0.25 | 900 | 0.084638 | 545.6121 | 0.011545
2017-03-01 14:00 | 5867 | 134 | 20.8841 | 9 | 885.7245 | 0 | 761050.4743 | 514564.0324 | 395047.319 | 0 | 119516.7134 | 20.893 | 20.993 | 20.893 | 20.993 | 0.25 | 900 | 0.0835 | 571.7378 | 0.011935
2017-03-01 14:15 | 5868 | 134.25 | 20.9002 | 8.975 | 976.2384 | 0 | 761050.4743 | 542996.6142 | 420004.9698 | 0 | 122991.6444 | 20.9015 | 21.0015 | 20.9015 | 21.0015 | 0.25 | 900 | 0.084893 | 603.3296 | 0.012805
2017-03-01 14:30 | 5869 | 134.5 | 20.91 | 8.95 | 1049.1516 | 0 | 765614.8792 | 569149.8722 | 442985.7194 | 0 | 126164.1529 | 20.91 | 21.01 | 20.91 | 21.01 | 0.25 | 900 | 0.086285 | 632.3887 | 0.013641
2017-03-01 14:45 | 5870 | 134.75 | 20.9193 | 8.925 | 1135.7013 | 0 | 765614.8792 | 589913.7153 | 461226.7124 | 0 | 128687.0029 | 20.9184 | 21.0184 | 20.9184 | 21.0184 | 0.25 | 900 | 0.087677 | 655.4597 | 0.014367
2017-03-01 15:00 | 5871 | 135 | 20.9283 | 8.9 | 1214.607 | 0 | 765614.8792 | 614575.0825 | 482892.0962 | 0 | 131682.9864 | 20.9267 | 21.0267 | 20.9267 | 21.0267 | 0.25 | 900 | 0.08907 | 682.8612 | 0.015206
2017-03-01 15:15 | 5872 | 135.25 | 20.9592 | 9 | 1261.7397 | 0 | 765614.8792 | 637028.1548 | 502614.4454 | 0 | 134413.7094 | 20.935 | 21.035 | 20.935 | 21.035 | 0.25 | 900 | 0.093408 | 707.8091 | 0.016529
2017-03-01 15:30 | 5873 | 135.5 | 20.9683 | 9.1 | 1239.7985 | 0 | 833027.0814 | 649942.4708 | 514026.4183 | 0 | 135916.0525 | 20.9433 | 21.0433 | 20.9433 | 21.0433 | 0.25 | 900 | 0.097745 | 722.1583 | 0.017647
2017-03-01 15:45 | 5874 | 135.75 | 20.9774 | 9.2 | 1277.114 | 0 | 833027.0814 | 642336.0966 | 507398.4264 | 0 | 134937.6702 | 20.9517 | 21.0517 | 20.9517 | 21.0517 | 0.25 | 900 | 0.10208 | 713.7068 | 0.018214
2017-03-01 16:00 | 5875 | 136 | 20.9862 | 9.3 | 1289.334 | 0 | 833027.0814 | 651727.6936 | 515717.1359 | 0 | 136010.5576 | 20.96 | 21.06 | 20.96 | 21.06 | 0.25 | 900 | 0.10642 | 724.1419 | 0.019266
2017-03-01 16:15 | 5876 | 136.25 | 21.0041 | 9.275 | 1238.9062 | 0 | 833027.0814 | 654117.0268 | 517879.3989 | 0 | 136237.6279 | 20.9684 | 21.0684 | 20.9684 | 21.0684 | 0.25 | 900 | 0.11196 | 726.7967 | 0.020344
2017-03-01 16:30 | 5877 | 136.5 | 21.0132 | 9.25 | 1197.989 | 0 | 1054199.8844 | 640488.7671 | 505876.9395 | 0 | 134611.8275 | 20.9768 | 21.0768 | 20.9768 | 21.0768 | 0.25 | 900 | 0.11751 | 711.6542 | 0.020907
2017-03-01 16:45 | 5878 | 136.75 | 21.021 | 9.225 | 1109.1351 | 0 | 1054199.8844 | 629132.5754 | 495873.9477 | 0 | 133258.6277 | 20.985 | 21.085 | 20.985 | 21.085 | 0.25 | 900 | 0.12305 | 699.0362 | 0.021505
2017-03-01 17:00 | 5879 | 137 | 21.0293 | 9.2 | 1067.2918 | 0 | 1054199.8844 | 604548.4561 | 474237.7949 | 0 | 130310.6611 | 20.9932 | 21.0932 | 20.9932 | 21.0932 | 0.25 | 900 | 0.1286 | 671.7205 | 0.021596
2017-03-01 17:15 | 5880 | 137.25 | 21.0024 | 9.025 | 937.2731 | 0 | 1054199.8844 | 593036.4022 | 464100.0472 | 0 | 128936.355 | 21.0014 | 21.1014 | 21.0014 | 21.1014 | 0.25 | 900 | 0.13063 | 658.9293 | 0.021519
2017-03-01 17:30 | 5881 | 137.5 | 21.0091 | 8.85 | 1028.6009 | 0 | 1330183.6065 | 556927.5417 | 432263.7437 | 0 | 124663.798 | 21.0093 | 21.1093 | 21.0093 | 21.1093 | 0.25 | 900 | 0.13265 | 618.8084 | 0.020522
2017-03-01 17:45 | 5882 | 137.75 | 21.0169 | 8.675 | 1038.4254 | 0 | 1330183.6065 | 584901.4446 | 456770.4908 | 0 | 128130.9539 | 21.0171 | 21.1171 | 21.0171 | 21.1171 | 0.25 | 900 | 0.13468 | 649.8905 | 0.021882
2017-03-01 18:00 | 5883 | 138 | 21.0247 | 8.5 | 1088.9286 | 0 | 1330183.6065 | 589287.0776 | 460536.1303 | 0 | 128750.9472 | 21.0247 | 21.1247 | 21.0247 | 21.1247 | 0.25 | 900 | 0.13671 | 654.7634 | 0.022378
2017-03-01 18:15 | 5884 | 138.25 | 21.012 | 8.4 | 1027.4309 | 0 | 1330183.6065 | 605235.9488 | 474455.8552 | 0 | 130780.0936 | 21.0321 | 21.1321 | 21.0321 | 21.1321 | 0.25 | 900 | 0.13709 | 672.4844 | 0.023049
2017-03-01 18:30 | 5885 | 138.5 | 21.0185 | 8.3 | 1146.7901 | 0 | 1419081.7863 | 588323.6195 | 459550.0875 | 0 | 128773.532 | 21.0394 | 21.1394 | 21.0394 | 21.1394 | 0.25 | 900 | 0.13748 | 653.6929 | 0.022467
2017-03-01 18:45 | 5886 | 138.75 | 21.028 | 8.2 | 1263.8664 | 0 | 1419081.7863 | 623763.5364 | 490616.8031 | 0 | 133146.7334 | 21.0466 | 21.1466 | 21.0466 | 21.1466 | 0.25 | 900 | 0.13786 | 693.0706 | 0.023888
2017-03-01 19:00 | 5887 | 139 | 21.0378 | 8.1 | 1364.3871 | 0 | 1419081.7863 | 658135.5731 | 520734.7245 | 0 | 137400.8486 | 21.0537 | 21.1537 | 21.0537 | 21.1537 | 0.25 | 900 | 0.13825 | 731.2617 | 0.025274
2017-03-01 19:15 | 5888 | 139.25 | 21.0574 | 7.975 | 1400.942 | 0 | 1419081.7863 | 687727.7539 | 546646.3005 | 0 | 141081.4535 | 21.0606 | 21.1606 | 21.0606 | 21.1606 | 0.25 | 900 | 0.13658 | 764.1419 | 0.026091
2017-03-01 19:30 | 5889 | 139.5 | 21.065 | 7.85 | 1439.6876 | 0 | 1392175.501 | 699851.3535 | 557201.5892 | 0 | 142649.7643 | 21.0675 | 21.1675 | 21.0675 | 21.1675 | 0.25 | 900 | 0.1349 | 777.6126 | 0.026226
2017-03-01 19:45 | 5890 | 139.75 | 21.0719 | 7.725 | 1510.79 | 0 | 1392175.501 | 711962.2294 | 567740.8551 | 0 | 144221.3743 | 21.0742 | 21.1742 | 21.0742 | 21.1742 | 0.25 | 900 | 0.13323 | 791.0691 | 0.026349
2017-03-01 20:00 | 5891 | 140 | 21.0783 | 7.6 | 1572.3736 | 0 | 1392175.501 | 733510.929 | 586553.3475 | 0 | 146957.5815 | 21.0807 | 21.1807 | 21.0807 | 21.1807 | 0.25 | 900 | 0.13156 | 815.0121 | 0.026806
2017-03-01 20:15 | 5892 | 140.25 | 21.0818 | 7.6 | 1637.5007 | 0 | 1392175.501 | 752391.4516 | 603017.4562 | 0 | 149373.9955 | 21.0871 | 21.1871 | 21.0871 | 21.1871 | 0.25 | 900 | 0.12961 | 835.9905 | 0.027088
2017-03-01 20:30 | 5893 | 140.5 | 21.0882 | 7.6 | 1717.9917 | 0 | 1377595.0107 | 770862.9324 | 619215.419 | 0 | 151647.5134 | 21.0935 | 21.1935 | 21.0935 | 21.1935 | 0.25 | 900 | 0.12766 | 856.5144 | 0.027336
2017-03-01 20:45 | 5894 | 140.75 | 21.0948 | 7.6 | 1793.297 | 0 | 1377595.0107 | 793594.2794 | 639148.9326 | 0 | 154445.3468 | 21.0999 | 21.1999 | 21.0999 | 21.1999 | 0.25 | 900 | 0.12571 | 881.7714 | 0.027712
2017-03-01 21:00 | 5895 | 141 | 21.1012 | 7.6 | 1873.0125 | 0 | 1377595.0107 | 814682.675 | 657641.7136 | 0 | 157040.9614 | 21.1062 | 21.2062 | 21.1062 | 21.2062 | 0.25 | 900 | 0.12376 | 905.203 | 0.028007
2017-03-01 21:15 | 5896 | 141.25 | 21.1336 | 7.625 | 1924.5577 | 0 | 1377595.0107 | 836881.6132 | 677108.3487 | 0 | 159773.2645 | 21.1125 | 21.2125 | 21.1125 | 21.2125 | 0.25 | 900 | 0.12309 | 929.8685 | 0.028616
2017-03-01 21:30 | 5897 | 141.5 | 21.1416 | 7.65 | 1888.9169 | 0 | 1264143.4163 | 851870.7382 | 690275.8102 | 0 | 161594.928 | 21.1187 | 21.2187 | 21.1187 | 21.2187 | 0.25 | 900 | 0.12243 | 946.523 | 0.028971
2017-03-01 21:45 | 5898 | 141.75 | 21.1479 | 7.675 | 1912.9353 | 0 | 1264143.4163 | 840875.2435 | 680656.0283 | 0 | 160219.2152 | 21.125 | 21.225 | 21.125 | 21.225 | 0.25 | 900 | 0.12176 | 934.3058 | 0.028441
2017-03-01 22:00 | 5899 | 142 | 21.1545 | 7.7 | 1951.9468 | 0 | 1264143.4163 | 847149.5743 | 686181.6474 | 0 | 160967.9269 | 21.1312 | 21.2312 | 21.1312 | 21.2312 | 0.25 | 900 | 0.1211 | 941.2773 | 0.028497
2017-03-01 22:15 | 5900 | 142.25 | 21.1667 | 7.875 | 1967.9766 | 0 | 1264143.4163 | 857596.309 | 695367.2875 | 0 | 162229.0215 | 21.1374 | 21.2374 | 21.1374 | 21.2374 | 0.25 | 900 | 0.1208 | 952.8848 | 0.028778
2017-03-01 22:30 | 5901 | 142.5 | 21.1731 | 8.05 | 1953.5789 | 0 | 1009469.0009 | 860111.6706 | 697738.3993 | 0 | 162373.2714 | 21.1437 | 21.2437 | 21.1437 | 21.2437 | 0.25 | 900 | 0.12051 | 955.6796 | 0.028792
2017-03-01 22:45 | 5902 | 142.75 | 21.1793 | 8.225 | 1947.7776 | 0 | 1009469.0009 | 853628.156 | 692213.1376 | 0 | 161415.0184 | 21.1501 | 21.2501 | 21.1501 | 21.2501 | 0.25 | 900 | 0.12022 | 948.4757 | 0.028505
2017-03-01 23:00 | 5903 | 143 | 21.1857 | 8.4 | 1932.3934 | 0 | 1009469.0009 | 849700.6205 | 688928.1213 | 0 | 160772.4993 | 21.1566 | 21.2566 | 21.1566 | 21.2566 | 0.25 | 900 | 0.11992 | 944.1118 | 0.028304
2017-03-01 23:15 | 5904 | 143.25 | 21.18 | 8.55 | 1980.4951 | 0 | 1009469.0009 | 843200.8463 | 683381.8948 | 0 | 159818.9515 | 21.1633 | 21.2633 | 21.1633 | 21.2633 | 0.25 | 900 | 0.12094 | 936.8898 | 0.028327
2017-03-01 23:30 | 5905 | 143.5 | 21.1862 | 8.7 | 2079.0501 | 0 | 787730.259 | 853850.9086 | 692874.3431 | 0 | 160976.5655 | 21.1699 | 21.2699 | 21.1699 | 21.2699 | 0.25 | 900 | 0.12196 | 948.7232 | 0.028927
2017-03-01 23:45 | 5906 | 143.75 | 21.193 | 8.85 | 2108.8907 | 0 | 787730.259 | 878899.848 | 715023.6805 | 0 | 163876.1674 | 21.1767 | 21.2767 | 21.1767 | 21.2767 | 0.25 | 900 | 0.12298 | 976.5554 | 0.030024
2017-03-02 | 5907 | 144 | 21.1997 | 9 | 2143.4697 | 0 | 787730.259 | 884946.6571 | 720483.6687 | 0 | 164462.9884 | 21.1835 | 21.2835 | 21.1835 | 21.2835 | 0.25 | 900 | 0.12298 | 983.2741 | 0.030231

## Details_2025-04-24
datetime | Unnamed: 0 | sim_time | Zone Air Temperature,LIVING_UNIT1 | Site Outdoor Air Drybulb Temperature,ENVIRONMENT | Zone Air System Sensible Heating Rate,LIVING_UNIT1 | Zone Air System Sensible Cooling Rate,LIVING_UNIT1 | Electricity:Building | Electricity:HVAC | Heating:Electricity | Cooling:Electricity | Fans:Electricity | Zone Thermostat Heating Setpoint Temperature,LIVING_UNIT1 | Zone Thermostat Cooling Setpoint Temperature,LIVING_UNIT1 | Zone Temperature Control,Heating Setpoint,LIVING_UNIT1 | Zone Temperature Control,Cooling Setpoint,LIVING_UNIT1 | dt_hours | dt_seconds | current_price | P_total_W | step_cost_real
2017-04-24 | 8736 | 120 | 22.3069 | 10.2 | 0 | 51.4859 | 787730.259 | 99710.3571 | 0 | 0 | 0 | 22.2511 | 22.3511 | 22.2511 | 22.3511 | 0.25 | 900 | 0.09123 | 0 | 0
2017-04-24 00:15 | 8737 | 120.25 | 22.2564 | 10.075 | 76.4153 | 0 | 787730.259 | 99710.3571 | 0 | 0 | 99710.3571 | 22.2529 | 22.3529 | 22.2529 | 22.3529 | 0.25 | 900 | 0.09002 | 110.7893 | 0.0024933
2017-04-24 00:30 | 8738 | 120.5 | 22.2544 | 9.95 | 158.7291 | 0 | 613262.9701 | 141778.1939 | 37557.1611 | 0 | 104221.0329 | 22.2546 | 22.3546 | 22.2546 | 22.3546 | 0.25 | 900 | 0.08881 | 157.5313 | 0.0034976
2017-04-24 00:45 | 8739 | 120.75 | 22.2566 | 9.825 | 193.6562 | 0 | 613262.9701 | 332643.004 | 235166.7567 | 0 | 97476.2473 | 22.2562 | 22.3562 | 22.2562 | 22.3562 | 0.25 | 900 | 0.0876 | 369.6033 | 0.0080943
2017-04-24 01:00 | 8740 | 121 | 22.2592 | 9.7 | 238.4419 | 0 | 613262.9701 | 343312.2279 | 244548.2082 | 0 | 98764.0197 | 22.2577 | 22.3577 | 22.2577 | 22.3577 | 0.25 | 900 | 0.08639 | 381.458 | 0.0082385
2017-04-24 01:15 | 8741 | 121.25 | 22.2687 | 9.675 | 307.0388 | 0 | 613262.9701 | 356838.8898 | 256440.7184 | 0 | 100398.1714 | 22.2591 | 22.3591 | 22.2591 | 22.3591 | 0.25 | 900 | 0.085822 | 396.4877 | 0.0085069
2017-04-24 01:30 | 8742 | 121.5 | 22.2687 | 9.65 | 346.5266 | 0 | 562337.4017 | 376970.5358 | 274157.5595 | 0 | 102812.9764 | 22.2605 | 22.3605 | 22.2605 | 22.3605 | 0.25 | 900 | 0.085255 | 418.8562 | 0.0089274
2017-04-24 01:45 | 8743 | 121.75 | 22.2732 | 9.625 | 409.1246 | 0 | 562337.4017 | 388393.8551 | 284207.914 | 0 | 104185.9411 | 22.2618 | 22.3618 | 22.2618 | 22.3618 | 0.25 | 900 | 0.084687 | 431.5487 | 0.0091367
2017-04-24 02:00 | 8744 | 122 | 22.2776 | 9.6 | 445.6243 | 0 | 562337.4017 | 406658.6837 | 300278.855 | 0 | 106379.8287 | 22.2631 | 22.3631 | 22.2631 | 22.3631 | 0.25 | 900 | 0.08412 | 451.843 | 0.0095023
2017-04-24 02:15 | 8745 | 122.25 | 22.271 | 9.525 | 485.0342 | 0 | 562337.4017 | 417316.8208 | 309653.6941 | 0 | 107663.1267 | 22.2644 | 22.3644 | 22.2644 | 22.3644 | 0.25 | 900 | 0.084127 | 463.6854 | 0.0097522
2017-04-24 02:30 | 8746 | 122.5 | 22.2735 | 9.45 | 552.7305 | 0 | 545753.3182 | 428891.7649 | 319821.9728 | 0 | 109069.7921 | 22.2656 | 22.3656 | 22.2656 | 22.3656 | 0.25 | 900 | 0.084135 | 476.5464 | 0.010024
2017-04-24 02:45 | 8747 | 122.75 | 22.2754 | 9.375 | 590.1471 | 0 | 545753.3182 | 448917.1974 | 337422.7691 | 0 | 111494.4283 | 22.2668 | 22.3668 | 22.2668 | 22.3668 | 0.25 | 900 | 0.084143 | 498.7969 | 0.010493
2017-04-24 03:00 | 8748 | 123 | 22.2773 | 9.3 | 636.2523 | 0 | 545753.3182 | 460101.9066 | 347241.2117 | 0 | 112860.6949 | 22.2679 | 22.3679 | 22.2679 | 22.3679 | 0.25 | 900 | 0.08415 | 511.2243 | 0.010755
2017-04-24 03:15 | 8749 | 123.25 | 22.2813 | 9.25 | 676.6894 | 0 | 545753.3182 | 473797.347 | 359265.485 | 0 | 114531.862 | 22.2689 | 22.3689 | 22.2689 | 22.3689 | 0.25 | 900 | 0.083113 | 526.4415 | 0.010938
2017-04-24 03:30 | 8750 | 123.5 | 22.283 | 9.2 | 705.6848 | 0 | 533363.667 | 485760.1563 | 369771.1792 | 0 | 115988.9771 | 22.2699 | 22.3699 | 22.2699 | 22.3699 | 0.25 | 900 | 0.082075 | 539.7335 | 0.011075
2017-04-24 03:45 | 8751 | 123.75 | 22.2846 | 9.15 | 737.5247 | 0 | 533363.667 | 494362.3189 | 377319.3886 | 0 | 117042.9303 | 22.2708 | 22.3708 | 22.2708 | 22.3708 | 0.25 | 900 | 0.081037 | 549.2915 | 0.011128
2017-04-24 04:00 | 8752 | 124 | 22.2855 | 9.1 | 763.8689 | 0 | 533363.667 | 503822.7154 | 385620.9462 | 0 | 118201.7692 | 22.2717 | 22.3717 | 22.2717 | 22.3717 | 0.25 | 900 | 0.08 | 559.803 | 0.011196
2017-04-24 04:15 | 8753 | 124.25 | 22.2856 | 9.075 | 778.785 | 0 | 533363.667 | 511698.9708 | 392528.045 | 0 | 119170.9258 | 22.2726 | 22.3726 | 22.2726 | 22.3726 | 0.25 | 900 | 0.081467 | 568.5544 | 0.01158
2017-04-24 04:30 | 8754 | 124.5 | 22.2863 | 9.05 | 802.1692 | 0 | 566989.6412 | 516153.9708 | 396435.5924 | 0 | 119718.3784 | 22.2734 | 22.3734 | 22.2734 | 22.3734 | 0.25 | 900 | 0.082935 | 573.5044 | 0.011891
2017-04-24 04:45 | 8755 | 124.75 | 22.2875 | 9.025 | 824.304 | 0 | 566989.6412 | 523030.0268 | 402471.4478 | 0 | 120558.5791 | 22.2742 | 22.3742 | 22.2742 | 22.3742 | 0.25 | 900 | 0.084403 | 581.1445 | 0.012263
2017-04-24 05:00 | 8756 | 125 | 22.2887 | 9 | 844.6875 | 0 | 566989.6412 | 529538.8952 | 408183.9273 | 0 | 121354.9678 | 22.275 | 22.375 | 22.275 | 22.375 | 0.25 | 900 | 0.08587 | 588.3766 | 0.012631
2017-04-24 05:15 | 8757 | 125.25 | 22.2978 | 8.975 | 825.6914 | 0 | 566989.6412 | 535529.5236 | 413440.2772 | 0 | 122089.2464 | 22.2758 | 22.3758 | 22.2758 | 22.3758 | 0.25 | 900 | 0.090295 | 595.0328 | 0.013432
2017-04-24 05:30 | 8758 | 125.5 | 22.2931 | 8.95 | 800.5076 | 0 | 696064.4026 | 530451.1877 | 408965.3091 | 0 | 121485.8786 | 22.2765 | 22.3765 | 22.2765 | 22.3765 | 0.25 | 900 | 0.09472 | 589.3902 | 0.013957
2017-04-24 05:45 | 8759 | 125.75 | 22.2927 | 8.925 | 707.7386 | 0 | 696064.4026 | 523126.0564 | 402515.6511 | 0 | 120610.4053 | 22.2772 | 22.3772 | 22.2772 | 22.3772 | 0.25 | 900 | 0.099145 | 581.2512 | 0.014407
2017-04-24 06:00 | 8760 | 126 | 22.2897 | 8.9 | 630.4318 | 0 | 696064.4026 | 496770.9498 | 379338.64 | 0 | 117432.3098 | 22.2779 | 22.3779 | 22.2779 | 22.3779 | 0.25 | 900 | 0.10357 | 551.9677 | 0.014292
2017-04-24 06:15 | 8761 | 126.25 | 22.2897 | 8.925 | 549.7475 | 0 | 696064.4026 | 474574.3176 | 359818.9843 | 0 | 114755.3333 | 22.2786 | 22.3786 | 22.2786 | 22.3786 | 0.25 | 900 | 0.10632 | 527.3048 | 0.014015
2017-04-24 06:30 | 8762.5 | 126.5625 | 22.2847 | 8.9625 | 465.9474 | 0 | 832563.7912 | 442087.6311 | 331273.563 | 0 | 110814.068 | 22.2796 | 22.3796 | 22.2796 | 22.3796 | 0.125 | 450 | 0.10906 | 491.2085 | 0.0067058
2017-04-24 06:45 | 8764.5 | 126.8125 | 22.2854 | 8.9875 | 405.1196 | 0 | 832563.7912 | 425793.5299 | 316956.4476 | 0 | 108837.0823 | 22.2803 | 22.3803 | 22.2803 | 22.3803 | 0.125 | 450 | 0.11181 | 473.1039 | 0.00662
2017-04-24 07:00 | 8766.5 | 127.0625 | 22.2853 | 9.05 | 339.2247 | 0 | 832563.7912 | 408958.0846 | 302162.0487 | 0 | 106796.0359 | 22.281 | 22.381 | 22.281 | 22.381 | 0.125 | 450 | 0.11456 | 454.3979 | 0.0065171
2017-04-24 07:15 | 8768.5 | 127.3125 | 22.2852 | 9.15 | 257.6534 | 0 | 874859.9451 | 388877.8471 | 284520.0602 | 0 | 104357.7869 | 22.2818 | 22.3818 | 22.2818 | 22.3818 | 0.125 | 450 | 0.11527 | 432.0865 | 0.0062371
2017-04-24 07:30 | 8771 | 127.5833 | 22.2845 | 9.2667 | 140.6963 | 0 | 917156.0991 | 359992.9891 | 259140.1872 | 0 | 100852.8019 | 22.2828 | 22.3828 | 22.2828 | 22.3828 | 0.083333 | 300 | 0.11598 | 399.9922 | 0.0038659
2017-04-24 07:45 | 8774 | 127.8333 | 22.2792 | 9.3667 | 84.1818 | 20.1261 | 917156.0991 | 329758.2094 | 232560.6125 | 0 | 97197.5968 | 22.2837 | 22.3837 | 22.2837 | 22.3837 | 0.083333 | 300 | 0.11669 | 366.398 | 0.0035629
2017-04-24 08:00 | 8777 | 128.0833 | 22.2877 | 9.5667 | 18.0802 | 20.4074 | 917156.0991 | 303948.2212 | 209864.5243 | 0 | 94083.6968 | 22.2847 | 22.3847 | 22.2847 | 22.3847 | 0.083333 | 300 | 0.1174 | 337.7202 | 0.003304
2017-04-24 08:15 | 8779.5 | 128.3125 | 22.2862 | 9.775 | 13.9729 | 0 | 859658.2092 | 295430.3749 | 202378.1069 | 0 | 93052.268 | 22.2856 | 22.3856 | 22.2856 | 22.3856 | 0.125 | 450 | 0.11585 | 328.256 | 0.0047545
2017-04-24 08:30 | 8782 | 128.5833 | 22.2939 | 10.0667 | 2.2607 | 36.6418 | 802160.3193 | 290574.5824 | 198114.2242 | 0 | 92460.3582 | 22.2872 | 22.3872 | 22.2872 | 22.3872 | 0.083333 | 300 | 0.1143 | 322.8606 | 0.0030752
2017-04-24 08:45 | 8785 | 128.8333 | 22.3455 | 10.3167 | 0 | 54.5459 | 802160.3193 | 156196.1356 | 65456.1584 | 0 | 90739.9772 | 22.2887 | 22.3887 | 22.2887 | 22.3887 | 0.083333 | 300 | 0.11275 | 173.5513 | 0.0016307
2017-04-24 09:00 | 8788 | 129.0833 | 22.3905 | 10.7333 | 0 | 174.0627 | 802160.3193 | 99222.8926 | 0 | 7671.9015 | 91550.9912 | 22.2903 | 22.3903 | 22.2903 | 22.3903 | 0.083333 | 300 | 0.1112 | 110.2477 | 0.0010216
2017-04-24 09:15 | 8790.5 | 129.3125 | 22.3925 | 11.15 | 0 | 233.9386 | 778840.1775 | 114636.6887 | 0 | 20493.3622 | 94143.3265 | 22.292 | 22.392 | 22.292 | 22.392 | 0.125 | 450 | 0.10789 | 127.3741 | 0.001707
2017-04-24 09:30 | 8792.5 | 129.5625 | 22.3947 | 11.65 | 0 | 333.1151 | 755520.0357 | 143681.7151 | 0 | 44652.7455 | 99028.9696 | 22.2943 | 22.3943 | 22.2943 | 22.3943 | 0.125 | 450 | 0.10458 | 159.6464 | 0.0020693
2017-04-24 09:45 | 8794.5 | 129.8125 | 22.3977 | 12.15 | 0 | 431.3832 | 755520.0357 | 176480.1151 | 0 | 71932.0897 | 104548.0253 | 22.297 | 22.397 | 22.297 | 22.397 | 0.125 | 450 | 0.10127 | 196.089 | 0.0024686
2017-04-24 10:00 | 8796.5 | 130.0625 | 22.4009 | 12.575 | 0 | 516.7203 | 755520.0357 | 207358.1604 | 0 | 95590.3382 | 111767.8222 | 22.3 | 22.4 | 22.3 | 22.4 | 0.125 | 450 | 0.09796 | 230.398 | 0.0028064
2017-04-24 10:15 | 8798.5 | 130.3125 | 22.4043 | 12.925 | 0 | 591.4751 | 763445.4679 | 237802.4455 | 0 | 116862.6471 | 120939.7984 | 22.3033 | 22.4033 | 22.3033 | 22.4033 | 0.125 | 450 | 0.09691 | 264.2249 | 0.0031881
2017-04-24 10:30 | 8800.5 | 130.5625 | 22.4078 | 13.275 | 0 | 654.4255 | 771370.9002 | 261977.0525 | 0 | 134933.0206 | 127044.032 | 22.3069 | 22.4069 | 22.3069 | 22.4069 | 0.125 | 450 | 0.09586 | 291.0856 | 0.003479
2017-04-24 10:45 | 8802.5 | 130.8125 | 22.4116 | 13.625 | 0 | 694.5328 | 771370.9002 | 280060.8819 | 0 | 149950.7268 | 130110.1551 | 22.3108 | 22.4108 | 22.3108 | 22.4108 | 0.125 | 450 | 0.09481 | 311.1788 | 0.0036808
2017-04-24 11:00 | 8804.5 | 131.0625 | 22.4155 | 14.0375 | 0 | 729.4362 | 771370.9002 | 291550.4545 | 0 | 159480.516 | 132069.9384 | 22.3149 | 22.4149 | 22.3149 | 22.4149 | 0.125 | 450 | 0.09376 | 323.9449 | 0.0037936
2017-04-24 11:15 | 8806.5 | 131.3125 | 22.4198 | 14.5125 | 0 | 768.3235 | 778056.2848 | 301575.5216 | 0 | 167788.1107 | 133787.4109 | 22.3192 | 22.4192 | 22.3192 | 22.4192 | 0.125 | 450 | 0.090698 | 335.0839 | 0.0037934
2017-04-24 11:30 | 8808.5 | 131.5625 | 22.4244 | 14.9875 | 0 | 789.5809 | 784741.6695 | 312735.7652 | 0 | 177035.5862 | 135700.179 | 22.3239 | 22.4239 | 22.3239 | 22.4239 | 0.125 | 450 | 0.087635 | 347.4842 | 0.0038027
2017-04-24 11:45 | 8810.5 | 131.8125 | 22.4292 | 15.4625 | 0 | 795.961 | 784741.6695 | 318885.2804 | 0 | 182115.5086 | 136769.7718 | 22.329 | 22.429 | 22.329 | 22.429 | 0.125 | 450 | 0.084572 | 354.317 | 0.0037445
2017-04-24 12:00 | 8813 | 132.0833 | 22.4355 | 15.9333 | 0 | 802.8515 | 784741.6695 | 321042.9406 | 0 | 183870.2439 | 137172.6967 | 22.3353 | 22.4353 | 22.3353 | 22.4353 | 0.083333 | 300 | 0.08151 | 356.7144 | 0.002423
2017-04-24 12:15 | 8816.5 | 132.3438 | 22.4415 | 16.3125 | 0 | 802.2616 | 777068.1549 | 321948.4919 | 0 | 184587.9795 | 137360.5124 | 22.3415 | 22.4415 | 22.3415 | 22.4415 | 0.0625 | 225 | 0.08087 | 357.7205 | 0.001808
2017-04-24 12:30 | 8820 | 132.5833 | 22.4467 | 16.6333 | 0 | 897.75 | 774510.3167 | 320155.5191 | 0 | 185365.4604 | 134790.0587 | 22.3469 | 22.4469 | 22.3469 | 22.4469 | 0.083333 | 300 | 0.08023 | 355.7284 | 0.0023783
2017-04-24 12:45 | 8823.5 | 132.8438 | 22.453 | 17.0125 | 0 | 973.3472 | 774510.3167 | 343628.9786 | 0 | 209468.305 | 134160.6737 | 22.3536 | 22.4536 | 22.3536 | 22.4536 | 0.0625 | 225 | 0.07959 | 381.81 | 0.0018963
2017-04-24 13:00 | 8829 | 133.1071 | 22.4601 | 17.1214 | 0 | 1027.2163 | 774510.3167 | 362730.9135 | 0 | 226484.1143 | 136246.7992 | 22.3607 | 22.4607 | 22.3607 | 22.4607 | 0.035714 | 128.5714 | 0.07895 | 403.0343 | 0.0011368
2017-04-24 13:15 | 8836.5 | 133.3594 | 22.4666 | 17.1469 | 0 | 1064.6035 | 762732.9546 | 376387.0919 | 0 | 237814.4892 | 138572.6027 | 22.3673 | 22.4673 | 22.3673 | 22.4673 | 0.03125 | 112.5 | 0.078355 | 418.2079 | 0.0010237
2017-04-24 13:30 | 8844 | 133.6071 | 22.4726 | 17.1714 | 0 | 1099.0195 | 761050.4743 | 385851.582 | 0 | 245654.3786 | 140197.2034 | 22.3737 | 22.4737 | 22.3737 | 22.4737 | 0.035714 | 128.5714 | 0.07776 | 428.724 | 0.0011909
2017-04-24 13:45 | 8850.5 | 133.8542 | 22.4786 | 17.1958 | 0 | 1115.4353 | 761050.4743 | 394613.977 | 0 | 252903.9227 | 141710.0543 | 22.3799 | 22.4799 | 22.3799 | 22.4799 | 0.041667 | 150 | 0.077165 | 438.46 | 0.0014108
2017-04-24 14:00 | 8856.5 | 134.1042 | 22.4848 | 17.2625 | 0 | 1153.3211 | 761050.4743 | 398590.314 | 0 | 256171.6019 | 142418.7121 | 22.3863 | 22.4863 | 22.3863 | 22.4863 | 0.041667 | 150 | 0.07657 | 442.8781 | 0.0014133
2017-04-24 14:15 | 8861 | 134.3333 | 22.4895 | 17.325 | 0 | 1048.6168 | 764093.4109 | 405539.2365 | 0 | 261889.3826 | 143649.8539 | 22.3917 | 22.4917 | 22.3917 | 22.4917 | 0.083333 | 300 | 0.076302 | 450.5992 | 0.0028652
2017-04-24 14:30 | 8865.5 | 134.6042 | 22.4981 | 17.4125 | 0 | 939.4315 | 765614.8792 | 370468.9513 | 0 | 232731.9462 | 137737.0052 | 22.3992 | 22.4992 | 22.3992 | 22.4992 | 0.041667 | 150 | 0.076035 | 411.6322 | 0.0012987
2017-04-24 14:45 | 8872 | 134.8571 | 22.5053 | 17.4893 | 0 | 893.3275 | 765614.8792 | 346859.8843 | 0 | 213091.2684 | 133768.6158 | 22.4058 | 22.5058 | 22.4058 | 22.5058 | 0.035714 | 128.5714 | 0.075768 | 385.3999 | 0.0010424
2017-04-24 15:00 | 8879 | 135.1071 | 22.512 | 17.7357 | 0 | 876.3818 | 765614.8792 | 333121.3927 | 0 | 201657.343 | 131464.0497 | 22.4123 | 22.5123 | 22.4123 | 22.5123 | 0.035714 | 128.5714 | 0.0755 | 370.1349 | 0.00099767
2017-04-24 15:15 | 8885.5 | 135.3542 | 22.5185 | 18.0042 | 0 | 853.0973 | 821791.7144 | 327718.7478 | 0 | 197140.1832 | 130578.5646 | 22.4188 | 22.5188 | 22.4188 | 22.5188 | 0.041667 | 150 | 0.076335 | 364.1319 | 0.0011577
2017-04-24 15:30 | 8890.5 | 135.5938 | 22.5247 | 18.2563 | 0 | 832.885 | 833027.0814 | 321943.143 | 0 | 192334.2243 | 129608.9186 | 22.4251 | 22.5251 | 22.4251 | 22.5251 | 0.0625 | 225 | 0.07717 | 357.7146 | 0.0017259
2017-04-24 15:45 | 8894.5 | 135.8438 | 22.5316 | 18.5312 | 0 | 809.4453 | 833027.0814 | 316361.4726 | 0 | 187698.4796 | 128662.993 | 22.432 | 22.532 | 22.432 | 22.532 | 0.0625 | 225 | 0.078005 | 351.5127 | 0.0017142
2017-04-24 16:00 | 8898 | 136.0833 | 22.5381 | 18.5833 | 0 | 826.9636 | 833027.0814 | 311198.3691 | 0 | 183414.0601 | 127784.3089 | 22.4386 | 22.5386 | 22.4386 | 22.5386 | 0.083333 | 300 | 0.07884 | 345.776 | 0.0022717
2017-04-24 16:15 | 8900.5 | 136.3125 | 22.5439 | 18.5625 | 0 | 820.209 | 943613.4829 | 313410.6434 | 0 | 185247.7308 | 128162.9126 | 22.4445 | 22.5445 | 22.4445 | 22.5445 | 0.125 | 450 | 0.080658 | 348.234 | 0.0035079
2017-04-24 16:30 | 8902.5 | 136.5625 | 22.5508 | 18.5375 | 0 | 802.9907 | 1054199.8844 | 314932.5005 | 0 | 186511.9794 | 128420.5211 | 22.4516 | 22.5516 | 22.4516 | 22.5516 | 0.125 | 450 | 0.082475 | 349.925 | 0.0036095
2017-04-24 16:45 | 8904 | 136.75 | 22.5546 | 18.525 | 0 | 807.9635 | 1054199.8844 | 312309.4534 | 0 | 184339.0889 | 127970.3646 | 22.4551 | 22.5551 | 22.4551 | 22.5551 | 0.25 | 900 | 0.084293 | 347.0105 | 0.0073126
2017-04-24 17:00 | 8905 | 137 | 22.5612 | 18.5 | 0 | 774.7971 | 1054199.8844 | 306475.6156 | 0 | 179508.4706 | 126967.145 | 22.4621 | 22.5621 | 22.4621 | 22.5621 | 0.25 | 900 | 0.08611 | 340.5285 | 0.0073307
2017-04-24 17:15 | 8906 | 137.25 | 22.566 | 18.325 | 0 | 867.0059 | 1054199.8844 | 301580.649 | 0 | 175455.5586 | 126125.0903 | 22.4691 | 22.5691 | 22.4691 | 22.5691 | 0.25 | 900 | 0.088598 | 335.0896 | 0.007422
2017-04-24 17:30 | 8907 | 137.5 | 22.5728 | 18.15 | 0 | 875.3093 | 1330183.6065 | 325234.4877 | 0 | 195076.7483 | 130157.7394 | 22.4759 | 22.5759 | 22.4759 | 22.5759 | 0.25 | 900 | 0.091085 | 361.3717 | 0.0082289
2017-04-24 17:45 | 8908 | 137.75 | 22.5796 | 17.975 | 0 | 825.6309 | 1330183.6065 | 327440.3317 | 0 | 196927.6825 | 130512.6493 | 22.4825 | 22.5825 | 22.4825 | 22.5825 | 0.25 | 900 | 0.093573 | 363.8226 | 0.0085109
2017-04-24 18:00 | 8909 | 138 | 22.5862 | 17.8 | 0 | 747.6981 | 1330183.6065 | 314818.1288 | 0 | 186488.1245 | 128330.0043 | 22.4889 | 22.5889 | 22.4889 | 22.5889 | 0.25 | 900 | 0.09606 | 349.7979 | 0.0084004
2017-04-24 18:15 | 8910 | 138.25 | 22.5931 | 17.625 | 0 | 779.664 | 1330183.6065 | 294715.5218 | 0 | 169841.6268 | 124873.895 | 22.4952 | 22.5952 | 22.4952 | 22.5952 | 0.25 | 900 | 0.099088 | 327.4617 | 0.0081118
2017-04-24 18:30 | 8911 | 138.5 | 22.5995 | 17.45 | 0 | 699.0678 | 1419081.7863 | 303436.3614 | 0 | 177106.9771 | 126329.3844 | 22.5012 | 22.6012 | 22.5012 | 22.6012 | 0.25 | 900 | 0.10211 | 337.1515 | 0.0086071
2017-04-24 18:45 | 8912 | 138.75 | 22.6045 | 17.275 | 0 | 614.4942 | 1419081.7863 | 282562.6158 | 0 | 159819.8647 | 122742.7511 | 22.5072 | 22.6072 | 22.5072 | 22.6072 | 0.25 | 900 | 0.10514 | 313.9585 | 0.0082526
2017-04-24 19:00 | 8913 | 139 | 22.6098 | 17.1 | 0 | 506.7817 | 1419081.7863 | 260461.1283 | 0 | 141510.3518 | 118950.7765 | 22.5129 | 22.6129 | 22.5129 | 22.6129 | 0.25 | 900 | 0.10817 | 289.4013 | 0.0078261
2017-04-24 19:15 | 8914.5 | 139.3125 | 22.6207 | 16.7625 | 0 | 346.8044 | 1405628.6436 | 218073.2758 | 0 | 106361.9618 | 111711.314 | 22.5212 | 22.6212 | 22.5212 | 22.6212 | 0.125 | 450 | 0.11081 | 242.3036 | 0.0033701
2017-04-24 19:30 | 8916.5 | 139.5625 | 22.6266 | 16.5375 | 0 | 258.2412 | 1392175.501 | 188928.9608 | 0 | 82179.7954 | 106749.1654 | 22.5265 | 22.6265 | 22.5265 | 22.6265 | 0.125 | 450 | 0.11344 | 209.9211 | 0.002993
2017-04-24 19:45 | 8918.5 | 139.8125 | 22.6317 | 16.3125 | 0 | 194.6939 | 1392175.501 | 162954.5341 | 0 | 60615.026 | 102339.508 | 22.5316 | 22.6316 | 22.5316 | 22.6316 | 0.125 | 450 | 0.11607 | 181.0606 | 0.0026383
2017-04-24 20:00 | 8920 | 140 | 22.6342 | 16.2 | 0 | 176.5969 | 1392175.501 | 152478.6304 | 0 | 51914.4127 | 100564.2178 | 22.5341 | 22.6341 | 22.5341 | 22.6341 | 0.25 | 900 | 0.11871 | 169.4207 | 0.005028
2017-04-24 20:15 | 8921 | 140.25 | 22.6355 | 16.125 | 0 | 128.7784 | 1392175.501 | 135962.5975 | 0 | 38195.3614 | 97767.2361 | 22.5389 | 22.6389 | 22.5389 | 22.6389 | 0.25 | 900 | 0.11765 | 151.0696 | 0.0044434
2017-04-24 20:30 | 8922 | 140.5 | 22.6399 | 16.05 | 0 | 86.6275 | 1377595.0107 | 125202.1954 | 0 | 29255.9122 | 95946.2832 | 22.5436 | 22.6436 | 22.5436 | 22.6436 | 0.25 | 900 | 0.1166 | 139.1136 | 0.004055
2017-04-24 20:45 | 8923 | 140.75 | 22.644 | 15.975 | 0 | 55.1636 | 1377595.0107 | 112956.3966 | 0 | 19079.6767 | 93876.72 | 22.5482 | 22.6482 | 22.5482 | 22.6482 | 0.25 | 900 | 0.11554 | 125.5071 | 0.0036252
2017-04-24 21:00 | 8924 | 141 | 22.648 | 15.9 | 0 | 22.2687 | 1377595.0107 | 103749.6317 | 0 | 11428.4081 | 92321.2236 | 22.5527 | 22.6527 | 22.5527 | 22.6527 | 0.25 | 900 | 0.11448 | 115.2774 | 0.0032992
2017-04-24 21:15 | 8925.5 | 141.3125 | 22.6182 | 15.075 | 0 | 14.4004 | 1320869.2135 | 92037.1935 | 0 | 1693.3561 | 90343.8375 | 22.5592 | 22.6592 | 22.5592 | 22.6592 | 0.125 | 450 | 0.11249 | 102.2635 | 0.0014401
2017-04-24 21:30 | 8927.5 | 141.5625 | 22.5673 | 14.525 | 47.596 | 8.0076 | 1264143.4163 | 90000 | 0 | 0 | 90000 | 22.563 | 22.663 | 22.563 | 22.663 | 0.125 | 450 | 0.11051 | 100 | 0.0013813
2017-04-24 21:45 | 8929.5 | 141.8125 | 22.5672 | 13.975 | 81.7498 | 0 | 1264143.4163 | 103910.4978 | 12489.5406 | 0 | 91420.9572 | 22.5663 | 22.6663 | 22.5663 | 22.6663 | 0.125 | 450 | 0.10852 | 115.4561 | 0.0015521
2017-04-24 22:00 | 8931 | 142 | 22.569 | 13.7 | 100.7287 | 0 | 1264143.4163 | 117820.9957 | 24979.0812 | 0 | 92841.9144 | 22.5679 | 22.6679 | 22.5679 | 22.6679 | 0.25 | 900 | 0.10653 | 130.9122 | 0.0034865
2017-04-24 22:15 | 8932 | 142.25 | 22.5752 | 13.575 | 192.3002 | 0 | 1264143.4163 | 140202.0227 | 36329.9539 | 0 | 103872.0688 | 22.5706 | 22.6706 | 22.5706 | 22.6706 | 0.25 | 900 | 0.10317 | 155.78 | 0.0040181
2017-04-24 22:30 | 8933 | 142.5 | 22.5783 | 13.45 | 240.9413 | 0 | 1009469.0009 | 166072.0004 | 59531.3922 | 0 | 106540.6081 | 22.5731 | 22.6731 | 22.5731 | 22.6731 | 0.25 | 900 | 0.099815 | 184.5244 | 0.0046046
2017-04-24 22:45 | 8934 | 142.75 | 22.5813 | 13.325 | 284.8952 | 0 | 1009469.0009 | 181151.6193 | 73047.0581 | 0 | 108104.5612 | 22.5756 | 22.6756 | 22.5756 | 22.6756 | 0.25 | 900 | 0.096457 | 201.2796 | 0.0048537
2017-04-24 23:00 | 8935 | 143 | 22.5833 | 13.2 | 322.9464 | 0 | 1009469.0009 | 194902.3467 | 85366.5241 | 0 | 109535.8226 | 22.578 | 22.678 | 22.578 | 22.678 | 0.25 | 900 | 0.0931 | 216.5582 | 0.0050404
2017-04-24 23:15 | 8936 | 143.25 | 22.5805 | 12.775 | 407.1036 | 0 | 1009469.0009 | 206918.5868 | 96126.6757 | 0 | 110791.9111 | 22.5802 | 22.6802 | 22.5802 | 22.6802 | 0.25 | 900 | 0.091537 | 229.9095 | 0.0052613
2017-04-24 23:30 | 8937 | 143.5 | 22.5834 | 12.35 | 477.8088 | 0 | 787730.259 | 234243.9538 | 120559.4542 | 0 | 113684.4996 | 22.5822 | 22.6822 | 22.5822 | 22.6822 | 0.25 | 900 | 0.089975 | 260.2711 | 0.0058545
2017-04-24 23:45 | 8938 | 143.75 | 22.5856 | 11.925 | 526.681 | 0 | 787730.259 | 257971.6385 | 141741.2616 | 0 | 116230.377 | 22.5837 | 22.6837 | 22.5837 | 22.6837 | 0.25 | 900 | 0.088412 | 286.6352 | 0.0063355
2017-04-25 | 8939 | 144 | 22.5874 | 11.5 | 579.4123 | 0 | 787730.259 | 275258.7314 | 157132.5897 | 0 | 118126.1417 | 22.585 | 22.685 | 22.585 | 22.685 | 0.25 | 900 | 0.088412 | 305.843 | 0.0067601

## Details_2025-05-09
datetime | Unnamed: 0 | sim_time | Zone Air Temperature,LIVING_UNIT1 | Site Outdoor Air Drybulb Temperature,ENVIRONMENT | Zone Air System Sensible Heating Rate,LIVING_UNIT1 | Zone Air System Sensible Cooling Rate,LIVING_UNIT1 | Electricity:Building | Electricity:HVAC | Heating:Electricity | Cooling:Electricity | Fans:Electricity | Zone Thermostat Heating Setpoint Temperature,LIVING_UNIT1 | Zone Thermostat Cooling Setpoint Temperature,LIVING_UNIT1 | Zone Temperature Control,Heating Setpoint,LIVING_UNIT1 | Zone Temperature Control,Cooling Setpoint,LIVING_UNIT1 | dt_hours | dt_seconds | current_price | P_total_W | step_cost_real
2017-05-09 | 11917 | 120 | 23.8673 | 18.8 | 8.1272 | 0 | 787730.259 | 90000 | 0 | 0 | 0 | 23.7894 | 23.8894 | 23.7894 | 23.8894 | 0.25 | 900 | 0.10166 | 0 | 0
2017-05-09 00:15 | 11918 | 120.25 | 23.7924 | 19 | 34.8149 | 0 | 787730.259 | 99710.3571 | 0 | 0 | 99710.3571 | 23.7891 | 23.8891 | 23.7891 | 23.8891 | 0.25 | 900 | 0.098315 | 110.7893 | 0.0027231
2017-05-09 00:30 | 11919 | 120.5 | 23.7993 | 19.2 | 163.4697 | 0 | 613262.9701 | 106303.8771 | 5949.8135 | 0 | 100354.0637 | 23.7889 | 23.8889 | 23.7889 | 23.8889 | 0.25 | 900 | 0.09497 | 118.1154 | 0.0028044
2017-05-09 00:45 | 11920 | 120.75 | 23.7922 | 19.4 | 49.4096 | 0 | 613262.9701 | 141201.7787 | 37446.6507 | 0 | 103755.1281 | 23.789 | 23.889 | 23.789 | 23.889 | 0.25 | 900 | 0.091625 | 156.8909 | 0.0035938
2017-05-09 01:00 | 11921 | 121 | 23.7965 | 19.6 | 108.2028 | 0 | 613262.9701 | 109740.1123 | 9053.3912 | 0 | 100686.7211 | 23.7891 | 23.8891 | 23.7891 | 23.8891 | 0.25 | 900 | 0.08828 | 121.9335 | 0.0026911
2017-05-09 01:15 | 11922 | 121.25 | 23.793 | 19.65 | 122.8332 | 0 | 613262.9701 | 125097.9392 | 22919.5543 | 0 | 102178.3849 | 23.7894 | 23.8894 | 23.7894 | 23.8894 | 0.25 | 900 | 0.087673 | 138.9977 | 0.0030466
2017-05-09 01:30 | 11924.5 | 121.5938 | 23.7948 | 19.7375 | 180.5661 | 0 | 562337.4017 | 138099.7531 | 34659.652 | 0 | 103440.1011 | 23.79 | 23.89 | 23.79 | 23.89 | 0.0625 | 225 | 0.087065 | 153.4442 | 0.00083372
2017-05-09 01:45 | 11927 | 121.75 | 23.7943 | 19.75 | 186.8583 | 0 | 562337.4017 | 141204.6289 | 37463.1238 | 0 | 103741.5051 | 23.7901 | 23.8901 | 23.7901 | 23.8901 | 0.25 | 900 | 0.086457 | 156.894 | 0.0033912
2017-05-09 02:00 | 11928 | 122 | 23.8012 | 19.8 | 223.2416 | 0 | 562337.4017 | 140063.6507 | 40900.8118 | 0 | 99162.8389 | 23.7905 | 23.8905 | 23.7905 | 23.8905 | 0.25 | 900 | 0.08585 | 155.6263 | 0.0033401
2017-05-09 02:15 | 11929 | 122.25 | 23.8098 | 19.55 | 240.1661 | 0 | 562337.4017 | 145420.7195 | 50040.1248 | 0 | 95380.5946 | 23.791 | 23.891 | 23.791 | 23.891 | 0.25 | 900 | 0.086148 | 161.5786 | 0.0034799
2017-05-09 02:30 | 11930 | 122.5 | 23.811 | 19.3 | 247.5905 | 0 | 545753.3182 | 150783.7637 | 54872.7438 | 0 | 95911.0199 | 23.7913 | 23.8913 | 23.7913 | 23.8913 | 0.25 | 900 | 0.086445 | 167.5375 | 0.0036207
2017-05-09 02:45 | 11931 | 122.75 | 23.8121 | 19.05 | 264.3169 | 0 | 545753.3182 | 153586.6394 | 57392.3462 | 0 | 96194.2932 | 23.7913 | 23.8913 | 23.7913 | 23.8913 | 0.25 | 900 | 0.086743 | 170.6518 | 0.0037007
2017-05-09 03:00 | 11932 | 123 | 23.8097 | 18.8 | 269.4095 | 0 | 545753.3182 | 158994.8703 | 62261.5893 | 0 | 96733.281 | 23.7912 | 23.8912 | 23.7912 | 23.8912 | 0.25 | 900 | 0.08704 | 176.661 | 0.0038441
2017-05-09 03:15 | 11933 | 123.25 | 23.8012 | 18.475 | 287.7604 | 0 | 545753.3182 | 161266.8814 | 64298.7966 | 0 | 96968.0848 | 23.7909 | 23.8909 | 23.7909 | 23.8909 | 0.25 | 900 | 0.088505 | 179.1854 | 0.0039647
2017-05-09 03:30 | 11934 | 123.5 | 23.8007 | 18.15 | 325.3217 | 0 | 533363.667 | 167419.8669 | 69830.8794 | 0 | 97588.9875 | 23.7903 | 23.8903 | 23.7903 | 23.8903 | 0.25 | 900 | 0.08997 | 186.0221 | 0.0041841
2017-05-09 03:45 | 11935 | 123.75 | 23.799 | 17.825 | 341.3323 | 0 | 533363.667 | 179051.5657 | 80299.1612 | 0 | 98752.4045 | 23.7895 | 23.8895 | 23.7895 | 23.8895 | 0.25 | 900 | 0.091435 | 198.9462 | 0.0045477
2017-05-09 04:00 | 11936 | 124 | 23.7972 | 17.5 | 366.9 | 0 | 533363.667 | 184806.7285 | 85462.8884 | 0 | 99343.8401 | 23.7885 | 23.8885 | 23.7885 | 23.8885 | 0.25 | 900 | 0.0929 | 205.3408 | 0.004769
2017-05-09 04:15 | 11937 | 124.25 | 23.7967 | 17.225 | 374.338 | 0 | 533363.667 | 193275.3975 | 93067.7197 | 0 | 100207.6779 | 23.7872 | 23.8872 | 23.7872 | 23.8872 | 0.25 | 900 | 0.091758 | 214.7504 | 0.0049262
2017-05-09 04:30 | 11938.5 | 124.5625 | 23.7921 | 16.8125 | 448.1222 | 0 | 566989.6412 | 206680.0903 | 105102.5595 | 0 | 101577.5309 | 23.7848 | 23.8848 | 23.7848 | 23.8848 | 0.125 | 450 | 0.090615 | 229.6445 | 0.0025927
2017-05-09 04:45 | 11940.5 | 124.8125 | 23.7877 | 16.5375 | 474.5108 | 0 | 566989.6412 | 220515.6847 | 117532.6617 | 0 | 102983.023 | 23.783 | 23.883 | 23.783 | 23.883 | 0.125 | 450 | 0.089472 | 245.0174 | 0.0027372
2017-05-09 05:00 | 11942.5 | 125.0625 | 23.7847 | 16.325 | 449.2451 | 0 | 566989.6412 | 227562.8519 | 123842.5701 | 0 | 103720.2818 | 23.7811 | 23.8811 | 23.7811 | 23.8811 | 0.125 | 450 | 0.08833 | 252.8476 | 0.0027891
2017-05-09 05:15 | 11944 | 125.25 | 23.7834 | 16.25 | 422.4166 | 0 | 566989.6412 | 230851.4602 | 126784.8076 | 0 | 104066.6526 | 23.78 | 23.88 | 23.78 | 23.88 | 0.25 | 900 | 0.10146 | 256.5016 | 0.0065065
2017-05-09 05:30 | 11945 | 125.5 | 23.784 | 16.1 | 392.6755 | 0 | 696064.4026 | 212868.4266 | 110579.4852 | 0 | 102288.9414 | 23.7778 | 23.8778 | 23.7778 | 23.8778 | 0.25 | 900 | 0.1146 | 236.5205 | 0.0067763
2017-05-09 05:45 | 11946 | 125.75 | 23.7822 | 15.95 | 360.632 | 0 | 696064.4026 | 207102.0396 | 105372.2506 | 0 | 101729.789 | 23.7755 | 23.8755 | 23.7755 | 23.8755 | 0.25 | 900 | 0.12773 | 230.1134 | 0.0073484
2017-05-09 06:00 | 11947 | 126 | 23.7801 | 15.8 | 340.0532 | 0 | 696064.4026 | 198664.7891 | 97763.6288 | 0 | 100901.1603 | 23.7731 | 23.8731 | 23.7731 | 23.8731 | 0.25 | 900 | 0.14087 | 220.7387 | 0.0077739
2017-05-09 06:15 | 11948 | 126.25 | 23.7724 | 16.175 | 301.9835 | 0 | 696064.4026 | 193471.2592 | 93075.2147 | 0 | 100396.0444 | 23.7706 | 23.8706 | 23.7706 | 23.8706 | 0.25 | 900 | 0.1359 | 214.9681 | 0.0073037
2017-05-09 06:30 | 11949 | 126.5 | 23.7711 | 16.55 | 295.4912 | 0 | 832563.7912 | 181008.2002 | 81899.0125 | 0 | 99109.1876 | 23.7684 | 23.8684 | 23.7684 | 23.8684 | 0.25 | 900 | 0.13093 | 201.1202 | 0.0065834
2017-05-09 06:45 | 11950.5 | 126.8125 | 23.77 | 17.1125 | 253.328 | 0 | 832563.7912 | 173188.6172 | 74906.9569 | 0 | 98281.6603 | 23.7657 | 23.8657 | 23.7657 | 23.8657 | 0.125 | 450 | 0.12597 | 192.4318 | 0.0030353
2017-05-09 07:00 | 11952 | 127 | 23.7691 | 17.3 | 245.337 | 0 | 832563.7912 | 168687.9943 | 70869.2338 | 0 | 97818.7605 | 23.7649 | 23.8649 | 23.7649 | 23.8649 | 0.25 | 900 | 0.121 | 187.4311 | 0.0056698
2017-05-09 07:15 | 11953 | 127.25 | 23.7755 | 17.3 | 234.1312 | 0 | 832563.7912 | 159487.6058 | 62607.0525 | 0 | 96880.5534 | 23.7636 | 23.8636 | 23.7636 | 23.8636 | 0.25 | 900 | 0.1159 | 177.2085 | 0.0051347
2017-05-09 07:30 | 11954 | 127.5 | 23.7715 | 17.3 | 171.7854 | 0 | 917156.0991 | 157460.8689 | 60780.9998 | 0 | 96679.8691 | 23.7623 | 23.8623 | 23.7623 | 23.8623 | 0.25 | 900 | 0.11081 | 174.9565 | 0.0048465
2017-05-09 07:45 | 11955.5 | 127.8125 | 23.7671 | 17.3 | 26.7221 | 3.0016 | 917156.0991 | 123306.0405 | 30008.1288 | 0 | 93297.9117 | 23.7604 | 23.8604 | 23.7604 | 23.8604 | 0.125 | 450 | 0.10571 | 137.0067 | 0.0018266
2017-05-09 08:00 | 11957.5 | 128.0625 | 23.7647 | 17.3125 | 18.0502 | 3.0314 | 917156.0991 | 98348.0774 | 7521.4639 | 0 | 90826.6135 | 23.7591 | 23.8591 | 23.7591 | 23.8591 | 0.125 | 450 | 0.10061 | 109.2756 | 0.0013821
2017-05-09 08:15 | 11960 | 128.3333 | 23.7582 | 17.3417 | 36.3699 | 0 | 840492.2459 | 101935.7669 | 10754.1757 | 0 | 91181.5913 | 23.7576 | 23.8576 | 23.7576 | 23.8576 | 0.083333 | 300 | 0.09428 | 113.262 | 0.00088986
2017-05-09 08:30 | 11963 | 128.5833 | 23.7685 | 17.3667 | 3.9191 | 3.8148 | 802160.3193 | 99523.7384 | 8581.008 | 0 | 90942.7304 | 23.7564 | 23.8564 | 23.7564 | 23.8564 | 0.083333 | 300 | 0.08795 | 110.5819 | 0.00081047
2017-05-09 08:45 | 11966 | 128.8333 | 23.8204 | 17.3917 | 0 | 6.3784 | 802160.3193 | 91777.9275 | 1601.9601 | 0 | 90175.9674 | 23.7552 | 23.8552 | 23.7552 | 23.8552 | 0.083333 | 300 | 0.08162 | 101.9755 | 0.0006936
2017-05-09 09:00 | 11969 | 129.0833 | 23.8539 | 17.5333 | 0 | 99.2039 | 802160.3193 | 96044.7019 | 0 | 5065.8726 | 90978.8293 | 23.754 | 23.854 | 23.754 | 23.854 | 0.083333 | 300 | 0.07529 | 106.7163 | 0.00066956
2017-05-09 09:15 | 11972 | 129.3333 | 23.8528 | 17.7333 | 0 | 169.4863 | 771066.7969 | 117447.135 | 0 | 23002.6994 | 94444.4356 | 23.7529 | 23.8529 | 23.7529 | 23.8529 | 0.083333 | 300 | 0.0668 | 130.4968 | 0.00072643
2017-05-09 09:30 | 11975.5 | 129.5938 | 23.8517 | 17.95 | 0 | 266.9383 | 755520.0357 | 150885.3745 | 0 | 51025.7506 | 99859.6239 | 23.7519 | 23.8519 | 23.7519 | 23.8519 | 0.0625 | 225 | 0.05831 | 167.6504 | 0.0006088
2017-05-09 09:45 | 11979.5 | 129.8438 | 23.8508 | 18.15 | 0 | 395.1314 | 755520.0357 | 183165.8798 | 0 | 78076.0715 | 105089.8083 | 23.7512 | 23.8512 | 23.7512 | 23.8512 | 0.0625 | 225 | 0.04982 | 203.5176 | 0.00063184
2017-05-09 10:00 | 11983.5 | 130.0938 | 23.8499 | 18.575 | 0 | 556.2695 | 755520.0357 | 227584.4516 | 0 | 115292.8819 | 112291.5697 | 23.7506 | 23.8506 | 23.7506 | 23.8506 | 0.0625 | 225 | 0.04133 | 252.8716 | 0.00065088
2017-05-09 10:15 | 11987 | 130.3333 | 23.8492 | 19.0333 | 0 | 611.9189 | 766087.2787 | 278224.7316 | 0 | 157713.2563 | 120511.4754 | 23.7503 | 23.8503 | 23.7503 | 23.8503 | 0.083333 | 300 | 0.031053 | 309.1386 | 0.00079996
2017-05-09 10:30 | 11990 | 130.5833 | 23.8493 | 19.5333 | 0 | 696.6506 | 771370.9002 | 302556.2822 | 0 | 178081.4599 | 124474.8223 | 23.7504 | 23.8504 | 23.7504 | 23.8504 | 0.083333 | 300 | 0.020775 | 336.1736 | 0.000582
2017-05-09 10:45 | 11993.5 | 130.8438 | 23.85 | 20.075 | 0 | 813.6748 | 771370.9002 | 332783.7571 | 0 | 203365.8683 | 129417.8888 | 23.751 | 23.851 | 23.751 | 23.851 | 0.0625 | 225 | 0.010497 | 369.7597 | 0.00024215
2017-05-09 11:00 | 11998 | 131.1 | 23.8512 | 20.32 | 0 | 908.837 | 771370.9002 | 368069.2747 | 0 | 232870.9368 | 135198.3379 | 23.7519 | 23.8519 | 23.7519 | 23.8519 | 0.05 | 180 | 0.00022 | 408.9659 | 4.4986e-06
2017-05-09 11:15 | 12002.5 | 131.3438 | 23.8522 | 20.4625 | 0 | 983.726 | 781398.9772 | 393294.7493 | 0 | 253951.1318 | 139343.6175 | 23.7529 | 23.8529 | 23.7529 | 23.8529 | 0.0625 | 225 | 7.25e-05 | 436.9942 | 1.978e-06
2017-05-09 11:30 | 12006 | 131.5833 | 23.8597 | 20.6 | 0 | 1027.725 | 784741.6695 | 414480.1136 | 0 | 271651.776 | 142828.3376 | 23.7606 | 23.8606 | 23.7606 | 23.8606 | 0.083333 | 300 | -7.5e-05 | 460.5335 | -2.8783e-06
2017-05-09 11:45 | 12009 | 131.8333 | 23.8707 | 20.75 | 0 | 1054.3051 | 784741.6695 | 428499.7967 | 0 | 283352.6835 | 145147.1132 | 23.7718 | 23.8718 | 23.7718 | 23.8718 | 0.083333 | 300 | -0.0002225 | 476.1109 | -8.8279e-06
2017-05-09 12:00 | 12011.5 | 132.0625 | 23.8798 | 20.8375 | 0 | 1062.3599 | 784741.6695 | 434144.935 | 0 | 288041.0874 | 146103.8476 | 23.7812 | 23.8812 | 23.7812 | 23.8812 | 0.125 | 450 | -0.00037 | 482.3833 | -2.2302e-05
2017-05-09 12:15 | 12013 | 132.25 | 23.8852 | 20.875 | 0 | 1093.3283 | 784741.6695 | 436517.2566 | 0 | 290001.321 | 146515.9357 | 23.7868 | 23.8868 | 23.7868 | 23.8868 | 0.25 | 900 | -0.0002825 | 485.0192 | -3.4254e-05
2017-05-09 12:30 | 12014 | 132.5 | 23.8951 | 20.95 | 0 | 1084.467 | 774510.3167 | 439369.0839 | 0 | 292348.9607 | 147020.1232 | 23.7981 | 23.8981 | 23.7981 | 23.8981 | 0.25 | 900 | -0.000195 | 488.1879 | -2.3799e-05
2017-05-09 12:45 | 12015 | 132.75 | 23.9063 | 21.025 | 0 | 1095.1209 | 774510.3167 | 439726.5981 | 0 | 292610.0605 | 147116.5376 | 23.8093 | 23.9093 | 23.8093 | 23.9093 | 0.25 | 900 | -0.0001075 | 488.5851 | -1.3131e-05
2017-05-09 13:00 | 12016 | 133 | 23.9171 | 21.1 | 0 | 1121.5192 | 774510.3167 | 451605.6775 | 0 | 294401.8409 | 157203.8366 | 23.8206 | 23.9206 | 23.8206 | 23.9206 | 0.25 | 900 | -2e-05 | 501.7841 | -2.5089e-06
2017-05-09 13:15 | 12017 | 133.25 | 23.9272 | 21.15 | 0 | 1154.913 | 774510.3167 | 458009.891 | 0 | 299725.162 | 158284.729 | 23.8318 | 23.9318 | 23.8318 | 23.9318 | 0.25 | 900 | -1.75e-05 | 508.8999 | -2.2264e-06
2017-05-09 13:30 | 12018 | 133.5 | 23.9368 | 21.2 | 0 | 1189.4545 | 761050.4743 | 466685.9517 | 0 | 306970.9292 | 159715.0226 | 23.843 | 23.943 | 23.843 | 23.943 | 0.25 | 900 | -1.5e-05 | 518.5399 | -1.9445e-06
2017-05-09 13:45 | 12019 | 133.75 | 23.948 | 21.25 | 0 | 1216.3983 | 761050.4743 | 475629.5148 | 0 | 314444.4198 | 161185.095 | 23.8542 | 23.9542 | 23.8542 | 23.9542 | 0.25 | 900 | -1.25e-05 | 528.4772 | -1.6515e-06
2017-05-09 14:00 | 12020 | 134 | 23.959 | 21.3 | 0 | 1244.2143 | 761050.4743 | 482144.2974 | 0 | 319885.28 | 162259.0175 | 23.8654 | 23.9654 | 23.8654 | 23.9654 | 0.25 | 900 | -1e-05 | 535.7159 | -1.3393e-06
2017-05-09 14:15 | 12022 | 134.3333 | 23.9752 | 21.425 | 0 | 1311.4713 | 764093.4109 | 494140.7244 | 0 | 329918.1642 | 164222.5602 | 23.8773 | 23.9773 | 23.8773 | 23.9773 | 0.083333 | 300 | 7.5e-06 | 549.0452 | 3.4315e-07
2017-05-09 14:30 | 12024 | 134.5 | 23.976 | 21.45 | 0 | 1328.3701 | 765614.8792 | 496756.7877 | 0 | 332109.3579 | 164647.4298 | 23.8777 | 23.9777 | 23.8777 | 23.9777 | 0.25 | 900 | 2.5e-05 | 551.952 | 3.4497e-06
2017-05-09 14:45 | 12025.5 | 134.8125 | 23.9768 | 21.5625 | 0 | 1349.3072 | 765614.8792 | 506206.8683 | 0 | 345721.8129 | 160485.0554 | 23.8795 | 23.9795 | 23.8795 | 23.9795 | 0.125 | 450 | 4.25e-05 | 562.4521 | 2.9881e-06
2017-05-09 15:00 | 12027.5 | 135.0625 | 23.978 | 21.625 | 0 | 1355.9931 | 765614.8792 | 505310.2356 | 0 | 347390.0386 | 157920.1969 | 23.8808 | 23.9808 | 23.8808 | 23.9808 | 0.125 | 450 | 6e-05 | 561.4558 | 4.2113e-06
2017-05-09 15:15 | 12029 | 135.25 | 23.9788 | 21.65 | 0 | 1364.4986 | 765614.8792 | 504590.0946 | 0 | 346790.2752 | 157799.8194 | 23.8815 | 23.9815 | 23.8815 | 23.9815 | 0.25 | 900 | 0.010162 | 560.6557 | 0.0014244
2017-05-09 15:30 | 12030 | 135.5 | 23.9793 | 21.7 | 0 | 1356.6664 | 833027.0814 | 506173.7582 | 0 | 348098.3434 | 158075.4148 | 23.8828 | 23.9828 | 23.8828 | 23.9828 | 0.25 | 900 | 0.020265 | 562.4153 | 0.0028493
2017-05-09 15:45 | 12031 | 135.75 | 23.9809 | 21.75 | 0 | 1321.8555 | 833027.0814 | 503373.0006 | 0 | 345744.6197 | 157628.3809 | 23.8842 | 23.9842 | 23.8842 | 23.9842 | 0.25 | 900 | 0.030367 | 559.3033 | 0.0042462
2017-05-09 16:00 | 12032 | 136 | 23.9818 | 21.8 | 0 | 1273.8685 | 833027.0814 | 492490.9344 | 0 | 336641.3257 | 155849.6087 | 23.8856 | 23.9856 | 23.8856 | 23.9856 | 0.25 | 900 | 0.04047 | 547.2121 | 0.0055364
2017-05-09 16:15 | 12033 | 136.25 | 23.9834 | 21.9 | 0 | 1279.2473 | 833027.0814 | 477941.3006 | 0 | 324470.3849 | 153470.9156 | 23.8871 | 23.9871 | 23.8871 | 23.9871 | 0.25 | 900 | 0.04579 | 531.0459 | 0.0060791
2017-05-09 16:30 | 12034 | 136.5 | 23.9852 | 22 | 0 | 1231.12 | 1054199.8844 | 479124.4897 | 0 | 325497.4714 | 153627.0183 | 23.8886 | 23.9886 | 23.8886 | 23.9886 | 0.25 | 900 | 0.05111 | 532.3605 | 0.0068022
2017-05-09 16:45 | 12035 | 136.75 | 23.9874 | 22.1 | 0 | 1129.841 | 1054199.8844 | 465784.6294 | 0 | 314388.686 | 151395.9434 | 23.8901 | 23.9901 | 23.8901 | 23.9901 | 0.25 | 900 | 0.05643 | 517.5385 | 0.0073012
2017-05-09 17:00 | 12036 | 137 | 23.9894 | 22.2 | 0 | 1031.0164 | 1054199.8844 | 437602.6363 | 0 | 290865.6105 | 146737.0258 | 23.8918 | 23.9918 | 23.8918 | 23.9918 | 0.25 | 900 | 0.06175 | 486.2252 | 0.0075061
2017-05-09 17:15 | 12037 | 137.25 | 23.9895 | 22.15 | 0 | 1039.2525 | 1054199.8844 | 410066.0442 | 0 | 267879.7698 | 142186.2744 | 23.8935 | 23.9935 | 23.8935 | 23.9935 | 0.25 | 900 | 0.060198 | 455.6289 | 0.0068569
2017-05-09 17:30 | 12038 | 137.5 | 23.9925 | 22.1 | 0 | 931.2446 | 1330183.6065 | 412572.498 | 0 | 269964.34 | 142608.158 | 23.8951 | 23.9951 | 23.8951 | 23.9951 | 0.25 | 900 | 0.058645 | 458.4139 | 0.0067209
2017-05-09 17:45 | 12039 | 137.75 | 23.9932 | 22.05 | 0 | 841.052 | 1330183.6065 | 382070.1852 | 0 | 244439.3581 | 137630.8271 | 23.8968 | 23.9968 | 23.8968 | 23.9968 | 0.25 | 900 | 0.057092 | 424.5224 | 0.0060593
2017-05-09 18:00 | 12040 | 138 | 23.9938 | 22 | 0 | 745.2819 | 1330183.6065 | 356766.8293 | 0 | 223272.3565 | 133494.4729 | 23.8983 | 23.9983 | 23.8983 | 23.9983 | 0.25 | 900 | 0.05554 | 396.4076 | 0.0055041
2017-05-09 18:15 | 12041 | 138.25 | 23.9957 | 21.7 | 0 | 757.0807 | 1330183.6065 | 329457.4839 | 0 | 200426.3339 | 129031.15 | 23.8998 | 23.9998 | 23.8998 | 23.9998 | 0.25 | 900 | 0.061655 | 366.0639 | 0.0056424
2017-05-09 18:30 | 12042 | 138.5 | 23.997 | 21.4 | 0 | 672.2957 | 1419081.7863 | 332666.1495 | 0 | 203031.4637 | 129634.6858 | 23.9011 | 24.0011 | 23.9011 | 24.0011 | 0.25 | 900 | 0.06777 | 369.6291 | 0.0062624
2017-05-09 18:45 | 12043 | 138.75 | 23.9982 | 21.1 | 0 | 596.8598 | 1419081.7863 | 306890.8039 | 0 | 181397.6993 | 125493.1047 | 23.9022 | 24.0022 | 23.9022 | 24.0022 | 0.25 | 900 | 0.073885 | 340.9898 | 0.0062985
2017-05-09 19:00 | 12044.5 | 139.0625 | 24.0012 | 20.65 | 0 | 497.6416 | 1419081.7863 | 273228.5625 | 0 | 153204.2623 | 120024.3002 | 23.9033 | 24.0033 | 23.9033 | 24.0033 | 0.125 | 450 | 0.08 | 303.5873 | 0.0030437
2017-05-09 19:15 | 12046.5 | 139.3125 | 24.0032 | 20.35 | 0 | 442.4492 | 1405628.6436 | 254486.3718 | 0 | 137559.5502 | 116926.8216 | 23.9037 | 24.0037 | 23.9037 | 24.0037 | 0.125 | 450 | 0.088572 | 282.7626 | 0.0031374
2017-05-09 19:30 | 12048.5 | 139.5625 | 24.0036 | 20.05 | 0 | 381.134 | 1392175.501 | 235847.8779 | 0 | 121994.4457 | 113853.4322 | 23.904 | 24.004 | 23.904 | 24.004 | 0.125 | 450 | 0.097145 | 262.0532 | 0.0031915
2017-05-09 19:45 | 12050.5 | 139.8125 | 24.0037 | 19.75 | 0 | 329.8782 | 1392175.501 | 216952.2172 | 0 | 106206.7627 | 110745.4545 | 23.904 | 24.004 | 23.904 | 24.004 | 0.125 | 450 | 0.10572 | 241.058 | 0.0031938
2017-05-09 20:00 | 12052 | 140 | 24.0038 | 19.6 | 0 | 305.0485 | 1392175.501 | 208473.126 | 0 | 99122.9253 | 109350.2007 | 23.9039 | 24.0039 | 23.9039 | 24.0039 | 0.25 | 900 | 0.11429 | 231.6368 | 0.0066184
2017-05-09 20:15 | 12053 | 140.25 | 24.0025 | 19.475 | 0 | 252.5892 | 1392175.501 | 192950.5389 | 0 | 86152.5689 | 106797.97 | 23.9036 | 24.0036 | 23.9036 | 24.0036 | 0.25 | 900 | 0.11634 | 214.3895 | 0.0062357
2017-05-09 20:30 | 12054 | 140.5 | 24.0021 | 19.35 | 0 | 211.8542 | 1377595.0107 | 176291.6181 | 0 | 72225.0461 | 104066.572 | 23.9031 | 24.0031 | 23.9031 | 24.0031 | 0.25 | 900 | 0.1184 | 195.8796 | 0.0057978
2017-05-09 20:45 | 12055 | 140.75 | 24.0016 | 19.225 | 0 | 182.6304 | 1377595.0107 | 163090.8828 | 0 | 61184.5377 | 101906.3451 | 23.9026 | 24.0026 | 23.9026 | 24.0026 | 0.25 | 900 | 0.12045 | 181.2121 | 0.0054566
2017-05-09 21:00 | 12056 | 141 | 24.001 | 19.1 | 0 | 159.0737 | 1377595.0107 | 153577.6978 | 0 | 53229.8621 | 100347.8357 | 23.902 | 24.002 | 23.902 | 24.002 | 0.25 | 900 | 0.1225 | 170.6419 | 0.0052259
2017-05-09 21:15 | 12057 | 141.25 | 23.999 | 18.775 | 0 | 134.584 | 1377595.0107 | 145750.3393 | 0 | 46683.2278 | 99067.1115 | 23.9013 | 24.0013 | 23.9013 | 24.0013 | 0.25 | 900 | 0.11807 | 161.9448 | 0.0047804
2017-05-09 21:30 | 12058 | 141.5 | 23.9978 | 18.45 | 0 | 106.6659 | 1264143.4163 | 136905.3212 | 0 | 39281.7295 | 97623.5917 | 23.9003 | 24.0003 | 23.9003 | 24.0003 | 0.25 | 900 | 0.11365 | 152.117 | 0.004322
2017-05-09 21:45 | 12059 | 141.75 | 23.9955 | 18.125 | 0 | 83.3657 | 1264143.4163 | 126793.6989 | 0 | 30817.9347 | 95975.7642 | 23.8991 | 23.9991 | 23.8991 | 23.9991 | 0.25 | 900 | 0.10923 | 140.8819 | 0.003847
2017-05-09 22:00 | 12060 | 142 | 23.9939 | 17.8 | 0 | 56.2176 | 1264143.4163 | 118172.9475 | 0 | 23601.3109 | 94571.6365 | 23.8977 | 23.9977 | 23.8977 | 23.9977 | 0.25 | 900 | 0.1048 | 131.3033 | 0.0034401
2017-05-09 22:15 | 12061 | 142.25 | 23.9774 | 17.775 | 0 | 3.3367 | 1264143.4163 | 108092.4643 | 0 | 15159.5061 | 92932.9583 | 23.896 | 23.996 | 23.896 | 23.996 | 0.25 | 900 | 0.1027 | 120.1027 | 0.0030836
2017-05-09 22:30 | 12062 | 142.5 | 23.9343 | 17.75 | 0 | 2.4701 | 1009469.0009 | 90000 | 0 | 0 | 90000 | 23.8943 | 23.9943 | 23.8943 | 23.9943 | 0.25 | 900 | 0.1006 | 100 | 0.002515
2017-05-09 22:45 | 12063 | 142.75 | 23.8949 | 17.725 | 31.4523 | 0 | 1009469.0009 | 90000 | 0 | 0 | 90000 | 23.8926 | 23.9926 | 23.8926 | 23.9926 | 0.25 | 900 | 0.0985 | 100 | 0.0024625
2017-05-09 23:00 | 12064 | 143 | 23.893 | 17.7 | 97.8232 | 0 | 1009469.0009 | 99458.5765 | 8525.5581 | 0 | 90933.0185 | 23.8909 | 23.9909 | 23.8909 | 23.9909 | 0.25 | 900 | 0.0964 | 110.5095 | 0.0026633
2017-05-09 23:15 | 12065 | 143.25 | 23.8904 | 17.475 | 149.3866 | 0 | 1009469.0009 | 118323.7535 | 25529.2128 | 0 | 92794.5407 | 23.8892 | 23.9892 | 23.8892 | 23.9892 | 0.25 | 900 | 0.10086 | 131.4708 | 0.0033152
2017-05-09 23:30 | 12066 | 143.5 | 23.8857 | 17.25 | 208.8684 | 0 | 787730.259 | 133392.7876 | 39102.9087 | 0 | 94289.879 | 23.8873 | 23.9873 | 23.8873 | 23.9873 | 0.25 | 900 | 0.10533 | 148.2142 | 0.0039029
2017-05-09 23:45 | 12067 | 143.75 | 23.8832 | 17.025 | 214.3595 | 0 | 787730.259 | 150759.6676 | 54740.5858 | 0 | 96019.0818 | 23.8853 | 23.9853 | 23.8853 | 23.9853 | 0.25 | 900 | 0.1098 | 167.5107 | 0.004598
2017-05-10 | 12068 | 144 | 23.8775 | 16.8 | 248.8759 | 0 | 787730.259 | 153134.2551 | 56866.8755 | 0 | 96267.3796 | 23.8831 | 23.9831 | 23.8831 | 23.9831 | 0.25 | 900 | 0.1098 | 170.1492 | 0.0046704

## Details_2025-06-08
datetime | Unnamed: 0 | sim_time | Zone Air Temperature,LIVING_UNIT1 | Site Outdoor Air Drybulb Temperature,ENVIRONMENT | Zone Air System Sensible Heating Rate,LIVING_UNIT1 | Zone Air System Sensible Cooling Rate,LIVING_UNIT1 | Electricity:Building | Electricity:HVAC | Heating:Electricity | Cooling:Electricity | Fans:Electricity | Zone Thermostat Heating Setpoint Temperature,LIVING_UNIT1 | Zone Thermostat Cooling Setpoint Temperature,LIVING_UNIT1 | Zone Temperature Control,Heating Setpoint,LIVING_UNIT1 | Zone Temperature Control,Cooling Setpoint,LIVING_UNIT1 | dt_hours | dt_seconds | current_price | P_total_W | step_cost_real
2017-06-08 | 15504.5 | 120.0625 | 24.0488 | 16.7625 | 0 | 301.7721 | 787730.259 | 199629.224 | 0 | 40967.759 | 53104.5267 | 23.9487 | 24.0487 | 23.9487 | 24.0487 | 0.125 | 450 | 0.10191 | 104.5248 | 0.0012427
2017-06-08 00:15 | 15506.5 | 120.3125 | 24.046 | 16.4875 | 0 | 226.399 | 700496.6146 | 174827.8267 | 0 | 70819.5244 | 104008.3022 | 23.9459 | 24.0459 | 23.9459 | 24.0459 | 0.125 | 450 | 0.095333 | 194.2531 | 0.0023266
2017-06-08 00:30 | 15508.5 | 120.5625 | 24.0431 | 16.2125 | 0 | 169.4103 | 613262.9701 | 152622.5983 | 0 | 52283.744 | 100338.8543 | 23.943 | 24.043 | 23.943 | 24.043 | 0.125 | 450 | 0.088755 | 169.5807 | 0.0018887
2017-06-08 00:45 | 15510.5 | 120.8125 | 24.0399 | 15.9375 | 0 | 116.216 | 613262.9701 | 135166.7699 | 0 | 37711.9374 | 97454.8325 | 23.9398 | 24.0398 | 23.9398 | 24.0398 | 0.125 | 450 | 0.082178 | 150.1853 | 0.0015493
2017-06-08 01:00 | 15512.5 | 121.0625 | 24.0365 | 15.75 | 0 | 65.5341 | 613262.9701 | 118736.0138 | 0 | 23994.7248 | 94741.289 | 23.9365 | 24.0365 | 23.9365 | 24.0365 | 0.125 | 450 | 0.0756 | 131.9289 | 0.0012522
2017-06-08 01:15 | 15514 | 121.25 | 24.0348 | 15.7 | 0 | 32.2672 | 613262.9701 | 110872.6023 | 0 | 17429.5317 | 93443.0706 | 23.9348 | 24.0348 | 23.9348 | 24.0348 | 0.25 | 900 | 0.074027 | 123.1918 | 0.0022799
2017-06-08 01:30 | 15515 | 121.5 | 24.0171 | 15.6 | 0 | 22.2133 | 562337.4017 | 95414.2582 | 0 | 4521.4237 | 90892.8344 | 23.9313 | 24.0313 | 23.9313 | 24.0313 | 0.25 | 900 | 0.072455 | 106.0158 | 0.0019203
2017-06-08 01:45 | 15516 | 121.75 | 23.9747 | 15.5 | 0 | 22.0696 | 562337.4017 | 90000 | 0 | 0 | 90000 | 23.9278 | 24.0278 | 23.9278 | 24.0278 | 0.25 | 900 | 0.070883 | 100 | 0.0017721
2017-06-08 02:00 | 15517.5 | 122.0625 | 23.9172 | 15.5875 | 58.763 | 10.9465 | 562337.4017 | 90000 | 0 | 0 | 90000 | 23.9223 | 24.0223 | 23.9223 | 24.0223 | 0.125 | 450 | 0.06931 | 100 | 0.00086637
2017-06-08 02:15 | 15519.5 | 122.3125 | 23.9195 | 15.9625 | 70.0176 | 0 | 554045.36 | 104307.989 | 12870.057 | 0 | 91437.932 | 23.9188 | 24.0188 | 23.9188 | 24.0188 | 0.125 | 450 | 0.067167 | 115.8978 | 0.00096417
2017-06-08 02:30 | 15521.5 | 122.5625 | 23.9171 | 16.3375 | 116.2391 | 0 | 545753.3182 | 121896.4522 | 28697.6161 | 0 | 93198.8361 | 23.9156 | 24.0156 | 23.9156 | 24.0156 | 0.125 | 450 | 0.065025 | 135.4405 | 0.0010989
2017-06-08 02:45 | 15523.5 | 122.8125 | 23.9152 | 16.7125 | 148.4579 | 0 | 545753.3182 | 128226.0485 | 34406.6185 | 0 | 93819.43 | 23.9127 | 24.0127 | 23.9127 | 24.0127 | 0.125 | 450 | 0.062883 | 142.4734 | 0.0011181
2017-06-08 03:00 | 15525 | 123 | 23.9144 | 16.9 | 169.6653 | 0 | 545753.3182 | 131275.1706 | 37158.1188 | 0 | 94117.0518 | 23.9114 | 24.0114 | 23.9114 | 24.0114 | 0.25 | 900 | 0.06074 | 145.8613 | 0.0022149
2017-06-08 03:15 | 15526 | 123.25 | 23.9147 | 16.85 | 196.1965 | 0 | 545753.3182 | 140053.7349 | 45079.0154 | 0 | 94974.7195 | 23.9089 | 24.0089 | 23.9089 | 24.0089 | 0.25 | 900 | 0.057968 | 155.6153 | 0.0022552
2017-06-08 03:30 | 15527 | 123.5 | 23.9107 | 16.8 | 218.9464 | 0 | 533363.667 | 148902.3258 | 53045.389 | 0 | 95856.9368 | 23.9065 | 24.0065 | 23.9065 | 24.0065 | 0.25 | 900 | 0.055195 | 165.447 | 0.002283
2017-06-08 03:45 | 15528 | 123.75 | 23.9076 | 16.75 | 256.4915 | 0 | 533363.667 | 155464.0228 | 58951.5245 | 0 | 96512.4983 | 23.904 | 24.004 | 23.904 | 24.004 | 0.25 | 900 | 0.052422 | 172.7378 | 0.0022638
2017-06-08 04:00 | 15529 | 124 | 23.9059 | 16.7 | 288.7462 | 0 | 533363.667 | 166274.2451 | 68682.6937 | 0 | 97591.5514 | 23.9015 | 24.0015 | 23.9015 | 24.0015 | 0.25 | 900 | 0.04965 | 184.7492 | 0.0022932
2017-06-08 04:15 | 15530 | 124.25 | 23.908 | 16.825 | 306.8626 | 0 | 533363.667 | 175602.8759 | 77078.757 | 0 | 98524.1189 | 23.8989 | 23.9989 | 23.8989 | 23.9989 | 0.25 | 900 | 0.047403 | 195.1143 | 0.0023122
2017-06-08 04:30 | 15531 | 124.5 | 23.9072 | 16.95 | 319.4161 | 0 | 566989.6412 | 180277.8245 | 81298.9378 | 0 | 98978.8867 | 23.8965 | 23.9965 | 23.8965 | 23.9965 | 0.25 | 900 | 0.045155 | 200.3087 | 0.0022612
2017-06-08 04:45 | 15532 | 124.75 | 23.8993 | 17.075 | 175.3404 | 0 | 566989.6412 | 183258.8888 | 83994.4905 | 0 | 99264.3983 | 23.8942 | 23.9942 | 23.8942 | 23.9942 | 0.25 | 900 | 0.042907 | 203.621 | 0.0021842
2017-06-08 05:00 | 15533 | 125 | 23.8942 | 17.2 | 109.4441 | 0 | 566989.6412 | 142111.3943 | 46940.6781 | 0 | 95170.7162 | 23.892 | 23.992 | 23.892 | 23.992 | 0.25 | 900 | 0.04066 | 157.9015 | 0.0016051
2017-06-08 05:15 | 15534 | 125.25 | 23.9102 | 17.1 | 0 | 9.1784 | 566989.6412 | 123115.8514 | 29833.761 | 0 | 93282.0904 | 23.8899 | 23.9899 | 23.8899 | 23.9899 | 0.25 | 900 | 0.036945 | 136.7954 | 0.0012635
2017-06-08 05:30 | 15535 | 125.5 | 23.9839 | 17 | 0 | 12.1963 | 696064.4026 | 90000 | 0 | 0 | 90000 | 23.8877 | 23.9877 | 23.8877 | 23.9877 | 0.25 | 900 | 0.03323 | 100 | 0.00083075
2017-06-08 05:45 | 15536.5 | 125.8125 | 23.9844 | 16.85 | 0 | 239.8718 | 696064.4026 | 120425.312 | 0 | 25394.0546 | 95031.2574 | 23.8843 | 23.9843 | 23.8843 | 23.9843 | 0.125 | 450 | 0.029515 | 133.8059 | 0.00048535
2017-06-08 06:00 | 15538.5 | 126.0625 | 23.9821 | 16.95 | 0 | 312.9854 | 696064.4026 | 157041.0574 | 0 | 55960.3765 | 101080.6808 | 23.882 | 23.982 | 23.882 | 23.982 | 0.125 | 450 | 0.0258 | 174.4901 | 0.00056125
2017-06-08 06:15 | 15540.5 | 126.3125 | 23.9798 | 17.25 | 0 | 389.1766 | 764314.0969 | 179890.651 | 0 | 75046.7182 | 104843.9328 | 23.8798 | 23.9798 | 23.8798 | 23.9798 | 0.125 | 450 | 0.020005 | 199.8785 | 0.00049674
2017-06-08 06:30 | 15542 | 126.5 | 23.9787 | 17.4 | 0 | 406.6621 | 832563.7912 | 196549.8114 | 0 | 88960.7927 | 107589.0187 | 23.8787 | 23.9787 | 23.8787 | 23.9787 | 0.25 | 900 | 0.01421 | 218.3887 | 0.00077583
2017-06-08 06:45 | 15543.5 | 126.8125 | 23.9807 | 17.85 | 0 | 505.1769 | 832563.7912 | 217910.6469 | 0 | 106828.1885 | 111082.4584 | 23.876 | 23.976 | 23.876 | 23.976 | 0.125 | 450 | 0.008415 | 242.1229 | 0.00025415
2017-06-08 07:00 | 15545 | 127 | 23.9753 | 18 | 0 | 512.7944 | 832563.7912 | 224720.9178 | 0 | 112525.8811 | 112195.0368 | 23.8752 | 23.9752 | 23.8752 | 23.9752 | 0.25 | 900 | 0.00262 | 249.6899 | 0.00016355
2017-06-08 07:15 | 15546 | 127.25 | 23.9665 | 17.975 | 0 | 538.221 | 832563.7912 | 250939.5204 | 0 | 134457.1997 | 116482.3207 | 23.8738 | 23.9738 | 23.8738 | 23.9738 | 0.25 | 900 | 0.001965 | 278.8217 | 0.00013697
2017-06-08 07:30 | 15547 | 127.5 | 23.964 | 17.95 | 0 | 557.4289 | 917156.0991 | 252895.1378 | 0 | 136115.4631 | 116779.6747 | 23.8724 | 23.9724 | 23.8724 | 23.9724 | 0.25 | 900 | 0.00131 | 280.9946 | 9.2026e-05
2017-06-08 07:45 | 15548 | 127.75 | 23.9581 | 17.925 | 0 | 554.6757 | 917156.0991 | 259376.6545 | 0 | 141549.1206 | 117827.5339 | 23.871 | 23.971 | 23.871 | 23.971 | 0.25 | 900 | 0.000655 | 288.1963 | 4.7192e-05
2017-06-08 08:00 | 15549 | 128 | 23.9607 | 17.9 | 0 | 522.9206 | 917156.0991 | 259809.2626 | 0 | 141935.7209 | 117873.5417 | 23.8696 | 23.9696 | 23.8696 | 23.9696 | 0.25 | 900 | 0 | 288.677 | 0
2017-06-08 08:15 | 15550 | 128.25 | 23.9557 | 18.15 | 0 | 399.9872 | 917156.0991 | 250957.8788 | 0 | 134556.1347 | 116401.7441 | 23.8581 | 23.9581 | 23.8581 | 23.9581 | 0.25 | 900 | -0.000125 | 278.8421 | -8.7138e-06
2017-06-08 08:30 | 15551.5 | 128.5625 | 23.9435 | 18.525 | 0 | 468.34 | 802160.3193 | 214922.1354 | 0 | 104450.262 | 110471.8734 | 23.8415 | 23.9415 | 23.8415 | 23.9415 | 0.125 | 450 | -0.00025 | 238.8024 | -7.4626e-06
2017-06-08 08:45 | 15554 | 128.8333 | 23.9287 | 18.8167 | 0 | 553.3585 | 802160.3193 | 240464.1366 | 0 | 125824.0896 | 114640.047 | 23.829 | 23.929 | 23.829 | 23.929 | 0.083333 | 300 | -0.000375 | 267.1824 | -8.3494e-06
2017-06-08 09:00 | 15557.5 | 129.0938 | 23.9172 | 19.05 | 0 | 598.8358 | 802160.3193 | 270760.2103 | 0 | 151174.4839 | 119585.7264 | 23.8176 | 23.9176 | 23.8176 | 23.9176 | 0.0625 | 225 | -0.0005 | 300.8447 | -9.3879e-06
2017-06-08 09:15 | 15561 | 129.3333 | 23.9077 | 19.2333 | 0 | 571.1733 | 771066.7969 | 280761.889 | 0 | 159548.5581 | 121213.3309 | 23.8082 | 23.9082 | 23.8082 | 23.9082 | 0.083333 | 300 | -0.000875 | 311.9577 | -2.2747e-05
2017-06-08 09:30 | 15563.5 | 129.5625 | 23.8991 | 19.4 | 0 | 587.2398 | 755520.0357 | 276923.1988 | 0 | 156343.7707 | 120579.4281 | 23.7999 | 23.8999 | 23.7999 | 23.8999 | 0.125 | 450 | -0.00125 | 307.6924 | -4.8145e-05
2017-06-08 09:45 | 15565 | 129.75 | 23.894 | 19.5 | 0 | 582.4224 | 755520.0357 | 271004.476 | 0 | 151396.2712 | 119608.2048 | 23.7949 | 23.8949 | 23.7949 | 23.8949 | 0.25 | 900 | -0.001625 | 301.1161 | -0.00012233
2017-06-08 10:00 | 15566.5 | 130.0625 | 23.8832 | 19.6875 | 0 | 708.8355 | 755520.0357 | 292123.842 | 0 | 169069.1485 | 123054.6935 | 23.7803 | 23.8803 | 23.7803 | 23.8803 | 0.125 | 450 | -0.002 | 324.582 | -8.0991e-05
2017-06-08 10:15 | 15568 | 130.25 | 23.8747 | 19.675 | 0 | 708.6843 | 755520.0357 | 300468.843 | 0 | 176052.5003 | 124416.3428 | 23.7755 | 23.8755 | 23.7755 | 23.8755 | 0.25 | 900 | -0.00346 | 333.8543 | -0.00028878
2017-06-08 10:30 | 15569 | 130.5 | 23.8705 | 19.65 | 0 | 793.3376 | 771370.9002 | 328028.0446 | 0 | 199113.4923 | 128914.5523 | 23.766 | 23.866 | 23.766 | 23.866 | 0.25 | 900 | -0.00492 | 364.4756 | -0.0004483
2017-06-08 10:45 | 15570 | 130.75 | 23.8605 | 19.625 | 0 | 863.713 | 771370.9002 | 354741.103 | 0 | 213343.9288 | 141397.1743 | 23.7565 | 23.8565 | 23.7565 | 23.8565 | 0.25 | 900 | -0.00638 | 394.1568 | -0.00062868
2017-06-08 11:00 | 15571 | 131 | 23.848 | 19.6 | 0 | 898.3441 | 771370.9002 | 376659.7577 | 0 | 231687.5943 | 144972.1634 | 23.7471 | 23.8471 | 23.7471 | 23.8471 | 0.25 | 900 | -0.00784 | 418.5108 | -0.00082028
2017-06-08 11:15 | 15572 | 131.25 | 23.836 | 19.775 | 0 | 923.5676 | 771370.9002 | 387884.8237 | 0 | 241090.1706 | 146794.653 | 23.7376 | 23.8376 | 23.7376 | 23.8376 | 0.25 | 900 | -0.010805 | 430.9831 | -0.0011642
2017-06-08 11:30 | 15574 | 131.5833 | 23.819 | 20.0667 | 0 | 998.8591 | 784741.6695 | 402429.5283 | 0 | 253284.3511 | 149145.1772 | 23.7224 | 23.8224 | 23.7224 | 23.8224 | 0.083333 | 300 | -0.01377 | 447.1439 | -0.0005131
2017-06-08 11:45 | 15577.5 | 131.8438 | 23.8115 | 20.2563 | 0 | 1050.9851 | 784741.6695 | 426608.0751 | 0 | 273556.534 | 153051.5411 | 23.7127 | 23.8127 | 23.7127 | 23.8127 | 0.0625 | 225 | -0.016735 | 474.009 | -0.00049523
2017-06-08 12:00 | 15585 | 132.1136 | 23.8017 | 20.9136 | 0 | 1124.2101 | 784741.6695 | 445534.9361 | 0 | 289441.5816 | 156093.3545 | 23.7026 | 23.8026 | 23.7026 | 23.8026 | 0.022727 | 81.8182 | -0.0197 | 495.0388 | -0.0002218
2017-06-08 12:15 | 15594 | 132.3571 | 23.7932 | 21.5536 | 0 | 1189.1923 | 775971.9385 | 465768.8228 | 0 | 311007.9721 | 154760.8506 | 23.6948 | 23.7948 | 23.6948 | 23.7948 | 0.035714 | 128.5714 | -0.024598 | 517.5209 | -0.00045484
2017-06-08 12:30 | 15600.5 | 132.6042 | 23.7849 | 22.2125 | 0 | 1252.328 | 774510.3167 | 489054.4789 | 0 | 333862.2047 | 155192.2742 | 23.6874 | 23.7874 | 23.6874 | 23.7874 | 0.041667 | 150 | -0.029495 | 543.3939 | -0.00066891
2017-06-08 12:45 | 15606.5 | 132.8542 | 23.7771 | 22.8875 | 0 | 1326.1523 | 774510.3167 | 515288.1244 | 0 | 356720.359 | 158567.7654 | 23.6803 | 23.7803 | 23.6803 | 23.7803 | 0.041667 | 150 | -0.034392 | 572.5424 | -0.00082188
2017-06-08 13:00 | 15612.5 | 133.1042 | 23.7701 | 23.2708 | 0 | 1393.5548 | 774510.3167 | 544715.4561 | 0 | 381856.7708 | 162858.6853 | 23.6737 | 23.7737 | 23.6737 | 23.7737 | 0.041667 | 150 | -0.03929 | 605.2394 | -0.00099265
2017-06-08 13:15 | 15617 | 133.3333 | 23.7634 | 23.5417 | 0 | 1350.8128 | 765537.0885 | 564784.7617 | 0 | 398923.2817 | 165861.48 | 23.6685 | 23.7685 | 23.6685 | 23.7685 | 0.083333 | 300 | -0.042445 | 627.5386 | -0.0022197
2017-06-08 13:30 | 15621 | 133.6 | 23.758 | 23.91 | 0 | 1344.2393 | 761050.4743 | 553989.5157 | 0 | 390085.1011 | 163904.4146 | 23.6618 | 23.7618 | 23.6618 | 23.7618 | 0.05 | 180 | -0.0456 | 615.5439 | -0.0014034
2017-06-08 13:45 | 15626.5 | 133.8542 | 23.7533 | 24.2458 | 0 | 1379.7991 | 761050.4743 | 554808.2409 | 0 | 390993.1801 | 163815.0608 | 23.6559 | 23.7559 | 23.6559 | 23.7559 | 0.041667 | 150 | -0.048755 | 616.4536 | -0.0012528
2017-06-08 14:00 | 15632.5 | 134.1042 | 23.7482 | 24.0917 | 0 | 1412.0156 | 761050.4743 | 566821.8649 | 0 | 401327.9412 | 165493.9236 | 23.6506 | 23.7506 | 23.6506 | 23.7506 | 0.041667 | 150 | -0.05191 | 629.8021 | -0.0013633
2017-06-08 14:15 | 15638 | 134.35 | 23.7427 | 23.85 | 0 | 1441.2081 | 764701.9982 | 574814.6997 | 0 | 407946.2056 | 166868.4941 | 23.6453 | 23.7453 | 23.6453 | 23.7453 | 0.05 | 180 | -0.05176 | 638.683 | -0.0016529
2017-06-08 14:30 | 15642 | 134.5833 | 23.737 | 23.6333 | 0 | 1464.2796 | 765614.8792 | 581365.9573 | 0 | 413303.2038 | 168062.7535 | 23.6404 | 23.7404 | 23.6404 | 23.7404 | 0.083333 | 300 | -0.05161 | 645.9622 | -0.0027782
2017-06-08 14:45 | 15645 | 134.8333 | 23.7309 | 23.3833 | 0 | 1501.2132 | 765614.8792 | 588614.7669 | 0 | 419222.2967 | 169392.4702 | 23.6347 | 23.7347 | 23.6347 | 23.7347 | 0.083333 | 300 | -0.05146 | 654.0164 | -0.0028046
2017-06-08 15:00 | 15647.5 | 135.0625 | 23.7254 | 23.35 | 0 | 1541.778 | 765614.8792 | 596567.7872 | 0 | 425765.8302 | 170801.957 | 23.6298 | 23.7298 | 23.6298 | 23.7298 | 0.125 | 450 | -0.05131 | 662.8531 | -0.0042487
2017-06-08 15:15 | 15649 | 135.25 | 23.7214 | 23.4 | 0 | 1547.7316 | 765614.8792 | 602171.3312 | 0 | 430392.8163 | 171778.5149 | 23.6268 | 23.7268 | 23.6268 | 23.7268 | 0.25 | 900 | -0.047475 | 669.0793 | -0.0079411
2017-06-08 15:30 | 15650 | 135.5 | 23.7131 | 23.5 | 0 | 1585.2132 | 833027.0814 | 617995.0894 | 0 | 443788.0377 | 174207.0517 | 23.6209 | 23.7209 | 23.6209 | 23.7209 | 0.25 | 900 | -0.04364 | 686.6612 | -0.0074915
2017-06-08 15:45 | 15651 | 135.75 | 23.7072 | 23.6 | 0 | 1584.7271 | 833027.0814 | 628481.6964 | 0 | 452702.7305 | 175778.9659 | 23.6152 | 23.7152 | 23.6152 | 23.7152 | 0.25 | 900 | -0.039805 | 698.313 | -0.0069491
2017-06-08 16:00 | 15652 | 136 | 23.7016 | 23.7 | 0 | 1577.5855 | 833027.0814 | 630285.5404 | 0 | 454315.0234 | 175970.5171 | 23.6095 | 23.7095 | 23.6095 | 23.7095 | 0.25 | 900 | -0.03597 | 700.3173 | -0.0062976
2017-06-08 16:15 | 15653 | 136.25 | 23.6941 | 23.5 | 0 | 1623.3945 | 833027.0814 | 630740.8023 | 0 | 454806.6607 | 175934.1416 | 23.604 | 23.704 | 23.604 | 23.704 | 0.25 | 900 | -0.029552 | 700.8231 | -0.0051778
2017-06-08 16:30 | 15654 | 136.5 | 23.6886 | 23.3 | 0 | 1606.5131 | 1054199.8844 | 645182.5785 | 0 | 466816.6654 | 178365.9131 | 23.5984 | 23.6984 | 23.5984 | 23.6984 | 0.25 | 900 | -0.023135 | 716.8695 | -0.0041462
2017-06-08 16:45 | 15655 | 136.75 | 23.6822 | 23.1 | 0 | 1530.4469 | 1054199.8844 | 639740.4863 | 0 | 462099.1084 | 177641.3779 | 23.5926 | 23.6926 | 23.5926 | 23.6926 | 0.25 | 900 | -0.016717 | 710.8228 | -0.0029708
2017-06-08 17:00 | 15656 | 137 | 23.676 | 22.9 | 0 | 1441.5818 | 1054199.8844 | 615905.0042 | 0 | 441927.5335 | 173977.4707 | 23.5867 | 23.6867 | 23.5867 | 23.6867 | 0.25 | 900 | -0.0103 | 684.3389 | -0.0017622
2017-06-08 17:15 | 15657 | 137.25 | 23.6721 | 22.75 | 0 | 1470.0239 | 1054199.8844 | 589060.8119 | 0 | 419259.6159 | 169801.196 | 23.5807 | 23.6807 | 23.5807 | 23.6807 | 0.25 | 900 | -0.0070825 | 654.512 | -0.0011589
2017-06-08 17:30 | 15658 | 137.5 | 23.6669 | 22.6 | 0 | 1409.7606 | 1330183.6065 | 600127.4324 | 0 | 428509.4877 | 171617.9447 | 23.5746 | 23.6746 | 23.5746 | 23.6746 | 0.25 | 900 | -0.003865 | 666.8083 | -0.0006443
2017-06-08 17:45 | 15659 | 137.75 | 23.6614 | 22.45 | 0 | 1339.6387 | 1330183.6065 | 584389.7067 | 0 | 415266.3524 | 169123.3543 | 23.5685 | 23.6685 | 23.5685 | 23.6685 | 0.25 | 900 | -0.0006475 | 649.3219 | -0.00010511
2017-06-08 18:00 | 15660 | 138 | 23.6559 | 22.3 | 0 | 1251.9829 | 1330183.6065 | 565318.6412 | 0 | 399228.4062 | 166090.235 | 23.5622 | 23.6622 | 23.5622 | 23.6622 | 0.25 | 900 | 0.00257 | 628.1318 | 0.00040357
2017-06-08 18:15 | 15661 | 138.25 | 23.6579 | 22.025 | 0 | 1253.5864 | 1330183.6065 | 539885.9819 | 0 | 377846.427 | 162039.5549 | 23.5658 | 23.6658 | 23.5658 | 23.6658 | 0.25 | 900 | 0.011832 | 599.8733 | 0.0017745
2017-06-08 18:30 | 15662 | 138.5 | 23.6622 | 21.75 | 0 | 1162.8928 | 1419081.7863 | 542133.8882 | 0 | 379632.5359 | 162501.3523 | 23.5693 | 23.6693 | 23.5693 | 23.6693 | 0.25 | 900 | 0.021095 | 602.371 | 0.0031768
2017-06-08 18:45 | 15663 | 138.75 | 23.6662 | 21.475 | 0 | 1119.3115 | 1419081.7863 | 512902.5263 | 0 | 354986.4671 | 157916.0593 | 23.5724 | 23.6724 | 23.5724 | 23.6724 | 0.25 | 900 | 0.030357 | 569.8917 | 0.0043251
2017-06-08 19:00 | 15664.5 | 139.0625 | 23.6728 | 20.925 | 0 | 1005.3286 | 1419081.7863 | 487274.8757 | 0 | 333319.4447 | 153955.431 | 23.5768 | 23.6768 | 23.5768 | 23.6768 | 0.125 | 450 | 0.03962 | 541.4165 | 0.0026855
2017-06-08 19:15 | 15666.5 | 139.3125 | 23.6775 | 20.375 | 0 | 921.5514 | 1405628.6436 | 461000.4768 | 0 | 311214.9058 | 149785.5709 | 23.5793 | 23.6793 | 23.5793 | 23.6793 | 0.125 | 450 | 0.048965 | 512.2228 | 0.0031419
2017-06-08 19:30 | 15668.5 | 139.5625 | 23.68 | 19.825 | 0 | 829.4907 | 1392175.501 | 428272.6891 | 0 | 283748.4828 | 144524.2062 | 23.5814 | 23.6814 | 23.5814 | 23.6814 | 0.125 | 450 | 0.05831 | 475.8585 | 0.003478
2017-06-08 19:45 | 15670.5 | 139.8125 | 23.6821 | 19.275 | 0 | 742.0623 | 1392175.501 | 393955.2033 | 0 | 254949.5252 | 139005.6781 | 23.583 | 23.683 | 23.583 | 23.683 | 0.125 | 450 | 0.067655 | 437.728 | 0.0037122
2017-06-08 20:00 | 15672.5 | 140.0625 | 23.6836 | 18.7875 | 0 | 673.2773 | 1392175.501 | 360369.9624 | 0 | 226759.2894 | 133610.673 | 23.5842 | 23.6842 | 23.5842 | 23.6842 | 0.125 | 450 | 0.077 | 400.4111 | 0.0038661
2017-06-08 20:15 | 15674.5 | 140.3125 | 23.6847 | 18.3625 | 0 | 624.6476 | 1384885.2558 | 333152.6859 | 0 | 203909.0554 | 129243.6304 | 23.5851 | 23.6851 | 23.5851 | 23.6851 | 0.125 | 450 | 0.090435 | 370.1697 | 0.004193
2017-06-08 20:30 | 15676.5 | 140.5625 | 23.6854 | 17.9375 | 0 | 583.8042 | 1377595.0107 | 313658.7505 | 0 | 187544.6713 | 126114.0792 | 23.5856 | 23.6856 | 23.5856 | 23.6856 | 0.125 | 450 | 0.10387 | 348.5097 | 0.004534
2017-06-08 20:45 | 15678.5 | 140.8125 | 23.6858 | 17.5125 | 0 | 551.6371 | 1377595.0107 | 297516.2338 | 0 | 174002.447 | 123513.7868 | 23.5858 | 23.6858 | 23.5858 | 23.6858 | 0.125 | 450 | 0.11731 | 330.5736 | 0.0048546
2017-06-08 21:00 | 15680.5 | 141.0625 | 23.6858 | 17.2875 | 0 | 513.2675 | 1377595.0107 | 284921.5765 | 0 | 163444.7166 | 121476.86 | 23.5856 | 23.6856 | 23.5856 | 23.6856 | 0.125 | 450 | 0.13074 | 316.5795 | 0.0051807
2017-06-08 21:15 | 15682 | 141.25 | 23.6857 | 17.275 | 0 | 488.582 | 1377595.0107 | 279112.3683 | 0 | 158577.0009 | 120535.3674 | 23.5855 | 23.6855 | 23.5855 | 23.6855 | 0.25 | 900 | 0.11943 | 310.1249 | 0.0092599
2017-06-08 21:30 | 15683 | 141.5 | 23.6882 | 17.25 | 0 | 436.8329 | 1264143.4163 | 263125.6636 | 0 | 145182.6835 | 117942.98 | 23.5852 | 23.6852 | 23.5852 | 23.6852 | 0.25 | 900 | 0.10813 | 292.3618 | 0.0079033
2017-06-08 21:45 | 15684 | 141.75 | 23.6862 | 17.225 | 0 | 416.8636 | 1264143.4163 | 245170.9625 | 0 | 130137.3249 | 115033.6376 | 23.5848 | 23.6848 | 23.5848 | 23.6848 | 0.25 | 900 | 0.096825 | 272.4122 | 0.0065941
2017-06-08 22:00 | 15685 | 142 | 23.6794 | 17.2 | 0 | 385.8483 | 1264143.4163 | 238673.3799 | 0 | 124699.1446 | 113974.2353 | 23.5845 | 23.6845 | 23.5845 | 23.6845 | 0.25 | 900 | 0.08552 | 265.1926 | 0.0056698
2017-06-08 22:15 | 15686 | 142.25 | 23.6852 | 16.925 | 0 | 277.6463 | 1264143.4163 | 228469.918 | 0 | 116154.8086 | 112315.1094 | 23.5841 | 23.6841 | 23.5841 | 23.6841 | 0.25 | 900 | 0.081882 | 253.8555 | 0.0051966
2017-06-08 22:30 | 15687 | 142.5 | 23.6854 | 16.65 | 0 | 253.2635 | 1009469.0009 | 189055.5752 | 0 | 83102.2231 | 105953.3521 | 23.5835 | 23.6835 | 23.5835 | 23.6835 | 0.25 | 900 | 0.078245 | 210.0618 | 0.0041091
2017-06-08 22:45 | 15688 | 142.75 | 23.6849 | 16.375 | 0 | 243.8118 | 1009469.0009 | 179808.6757 | 0 | 75352.373 | 104456.3027 | 23.5827 | 23.6827 | 23.5827 | 23.6827 | 0.25 | 900 | 0.074608 | 199.7874 | 0.0037264
2017-06-08 23:00 | 15689 | 143 | 23.6838 | 16.1 | 0 | 224.1585 | 1009469.0009 | 175736.9705 | 0 | 71941.2983 | 103795.6722 | 23.5817 | 23.6817 | 23.5817 | 23.6817 | 0.25 | 900 | 0.07097 | 195.2633 | 0.0034645
2017-06-08 23:15 | 15690 | 143.25 | 23.6817 | 16.025 | 0 | 164.6884 | 1009469.0009 | 177451.8112 | 0 | 65234.9941 | 112216.817 | 23.5806 | 23.6806 | 23.5806 | 23.6806 | 0.25 | 900 | 0.063478 | 197.1687 | 0.0031289
2017-06-08 23:30 | 15691 | 143.5 | 23.6766 | 15.95 | 0 | 134.7254 | 787730.259 | 155203.3841 | 0 | 46566.1724 | 108637.2118 | 23.5793 | 23.6793 | 23.5793 | 23.6793 | 0.25 | 900 | 0.055985 | 172.4482 | 0.0024136
2017-06-08 23:45 | 15692 | 143.75 | 23.6791 | 15.875 | 0 | 71.9781 | 787730.259 | 143925.5183 | 0 | 37103.374 | 106822.1443 | 23.578 | 23.678 | 23.578 | 23.678 | 0.25 | 900 | 0.048493 | 159.9172 | 0.0019387
2017-06-09 | 15693 | 144 | 23.6758 | 15.8 | 0 | 60.9737 | 787730.259 | 120148.1738 | 0 | 17151.2568 | 102996.9169 | 23.5767 | 23.6767 | 23.5767 | 23.6767 | 0.25 | 900 | 0.048493 | 133.498 | 0.0016184

## Details_2025-07-08
datetime | Unnamed: 0 | sim_time | Zone Air Temperature,LIVING_UNIT1 | Site Outdoor Air Drybulb Temperature,ENVIRONMENT | Zone Air System Sensible Heating Rate,LIVING_UNIT1 | Zone Air System Sensible Cooling Rate,LIVING_UNIT1 | Electricity:Building | Electricity:HVAC | Heating:Electricity | Cooling:Electricity | Fans:Electricity | Zone Thermostat Heating Setpoint Temperature,LIVING_UNIT1 | Zone Thermostat Cooling Setpoint Temperature,LIVING_UNIT1 | Zone Temperature Control,Heating Setpoint,LIVING_UNIT1 | Zone Temperature Control,Cooling Setpoint,LIVING_UNIT1 | dt_hours | dt_seconds | current_price | P_total_W | step_cost_real
2017-07-08 | 18064.5 | 120.0625 | 24.0429 | 16.4 | 0 | 303.3557 | 787730.259 | 215113.5985 | 0 | 44381.4119 | 58498.8825 | 23.9447 | 24.0447 | 23.9447 | 24.0447 | 0.125 | 450 | 0.10597 | 114.3114 | 0.0014133
2017-07-08 00:15 | 18066.5 | 120.3125 | 24.042 | 16.2 | 0 | 243.7997 | 700496.6146 | 192741.1262 | 0 | 77875.6107 | 114865.5155 | 23.9416 | 24.0416 | 23.9416 | 24.0416 | 0.125 | 450 | 0.1027 | 214.1568 | 0.0027617
2017-07-08 00:30 | 18068.5 | 120.5625 | 24.0388 | 16 | 0 | 193.1579 | 613262.9701 | 172043.9328 | 0 | 60565.4456 | 111478.4872 | 23.9385 | 24.0385 | 23.9385 | 24.0385 | 0.125 | 450 | 0.099435 | 191.1599 | 0.0023831
2017-07-08 00:45 | 18070.5 | 120.8125 | 24.0355 | 15.8 | 0 | 145.5969 | 613262.9701 | 156512.5563 | 0 | 47570.2835 | 108942.2729 | 23.9352 | 24.0352 | 23.9352 | 24.0352 | 0.125 | 450 | 0.096168 | 173.9028 | 0.0020975
2017-07-08 01:00 | 18072 | 121 | 24.034 | 15.7 | 0 | 114.4878 | 613262.9701 | 148658.9107 | 0 | 40998.0733 | 107660.8374 | 23.9336 | 24.0336 | 23.9336 | 24.0336 | 0.25 | 900 | 0.0929 | 165.1766 | 0.0038362
2017-07-08 01:15 | 18073 | 121.25 | 24.0241 | 15.35 | 0 | 76.4346 | 613262.9701 | 133138.5276 | 0 | 28004.1065 | 105134.421 | 23.9301 | 24.0301 | 23.9301 | 24.0301 | 0.25 | 900 | 0.084925 | 147.9317 | 0.0031408
2017-07-08 01:30 | 18074.5 | 121.5625 | 23.9949 | 14.825 | 0 | 28.9406 | 562337.4017 | 100027.5737 | 0 | 7277.1152 | 92750.4584 | 23.9244 | 24.0244 | 23.9244 | 24.0244 | 0.125 | 450 | 0.07695 | 111.1417 | 0.0010762
2017-07-08 01:45 | 18076.5 | 121.8125 | 23.9329 | 14.475 | 15.1957 | 14.8463 | 562337.4017 | 90000 | 0 | 0 | 90000 | 23.9203 | 24.0203 | 23.9203 | 24.0203 | 0.125 | 450 | 0.068975 | 100 | 0.00086219
2017-07-08 02:00 | 18078.5 | 122.0625 | 23.9168 | 14.3 | 63.3603 | 0 | 562337.4017 | 103214.3961 | 11865.2912 | 0 | 91349.1049 | 23.9159 | 24.0159 | 23.9159 | 24.0159 | 0.125 | 450 | 0.061 | 114.6827 | 0.00086699
2017-07-08 02:15 | 18080 | 122.25 | 23.9149 | 14.3 | 77.3098 | 0 | 562337.4017 | 116428.7922 | 23730.5824 | 0 | 92698.2098 | 23.9137 | 24.0137 | 23.9137 | 24.0137 | 0.25 | 900 | 0.063945 | 129.3653 | 0.0020681
2017-07-08 02:30 | 18081 | 122.5 | 23.9149 | 14.3 | 77.0819 | 0 | 545753.3182 | 118469.2065 | 25562.6835 | 0 | 92906.523 | 23.9093 | 24.0093 | 23.9093 | 24.0093 | 0.25 | 900 | 0.06689 | 131.6325 | 0.0022012
2017-07-08 02:45 | 18082 | 122.75 | 23.9105 | 14.3 | 101.5597 | 0 | 545753.3182 | 123082.2097 | 29704.7288 | 0 | 93377.481 | 23.9049 | 24.0049 | 23.9049 | 24.0049 | 0.25 | 900 | 0.069835 | 136.758 | 0.0023876
2017-07-08 03:00 | 18083 | 123 | 23.9055 | 14.3 | 130.2049 | 0 | 545753.3182 | 130357.4752 | 36237.2364 | 0 | 94120.2388 | 23.9005 | 24.0005 | 23.9005 | 24.0005 | 0.25 | 900 | 0.07278 | 144.8416 | 0.0026354
2017-07-08 03:15 | 18084 | 123.25 | 23.8986 | 14.25 | 159.6782 | 0 | 545753.3182 | 138917.6296 | 43923.4541 | 0 | 94994.1755 | 23.8961 | 23.9961 | 23.8961 | 23.9961 | 0.25 | 900 | 0.073252 | 154.3529 | 0.0028267
2017-07-08 03:30 | 18085 | 123.5 | 23.8927 | 14.2 | 197.5253 | 0 | 533363.667 | 147900.4107 | 51985.8843 | 0 | 95914.5264 | 23.8917 | 23.9917 | 23.8917 | 23.9917 | 0.25 | 900 | 0.073725 | 164.3338 | 0.0030289
2017-07-08 03:45 | 18086 | 123.75 | 23.8891 | 14.15 | 234.3112 | 0 | 533363.667 | 159405.0924 | 62311.4375 | 0 | 97093.6549 | 23.8874 | 23.9874 | 23.8874 | 23.9874 | 0.25 | 900 | 0.074197 | 177.1168 | 0.0032854
2017-07-08 04:00 | 18087 | 124 | 23.8854 | 14.1 | 267.5455 | 0 | 533363.667 | 170596.6008 | 72354.531 | 0 | 98242.0698 | 23.883 | 23.983 | 23.883 | 23.983 | 0.25 | 900 | 0.07467 | 189.5518 | 0.0035385
2017-07-08 04:15 | 18088 | 124.25 | 23.8817 | 14.05 | 290.8124 | 0 | 533363.667 | 180697.0433 | 81416.9151 | 0 | 99280.1282 | 23.8785 | 23.9785 | 23.8785 | 23.9785 | 0.25 | 900 | 0.075292 | 200.7745 | 0.0037792
2017-07-08 04:30 | 18089 | 124.5 | 23.8735 | 14 | 320.0271 | 0 | 566989.6412 | 187829.6281 | 87814.1203 | 0 | 100015.5078 | 23.8741 | 23.9741 | 23.8741 | 23.9741 | 0.25 | 900 | 0.075915 | 208.6996 | 0.0039609
2017-07-08 04:45 | 18090 | 124.75 | 23.8676 | 13.95 | 219.4861 | 0 | 566989.6412 | 196662.1016 | 95736.2609 | 0 | 100925.8407 | 23.8697 | 23.9697 | 23.8697 | 23.9697 | 0.25 | 900 | 0.076537 | 218.5134 | 0.0041811
2017-07-08 05:00 | 18091.5 | 125.0625 | 23.8502 | 13.95 | 66.1896 | 17.3392 | 566989.6412 | 153869.1347 | 57321.6403 | 0 | 96547.4945 | 23.863 | 23.963 | 23.863 | 23.963 | 0.125 | 450 | 0.07716 | 170.9657 | 0.0016582
2017-07-08 05:15 | 18093.5 | 125.3125 | 23.8971 | 14.05 | 54.1222 | 18.4731 | 631527.0219 | 128977.7952 | 34982.2232 | 0 | 93995.572 | 23.8586 | 23.9586 | 23.8586 | 23.9586 | 0.125 | 450 | 0.084867 | 143.3087 | 0.0015296
2017-07-08 05:30 | 18095.5 | 125.5625 | 23.9544 | 14.15 | 0 | 163.5743 | 696064.4026 | 107724.7779 | 12152.4812 | 3510.5568 | 92061.74 | 23.8543 | 23.9543 | 23.8543 | 23.9543 | 0.125 | 450 | 0.092575 | 119.6942 | 0.0013931
2017-07-08 05:45 | 18097.5 | 125.8125 | 23.9508 | 14.25 | 0 | 259.6816 | 696064.4026 | 126585.205 | 0 | 30686.4665 | 95898.7385 | 23.8501 | 23.9501 | 23.8501 | 23.9501 | 0.125 | 450 | 0.10028 | 140.6502 | 0.0017369
2017-07-08 06:00 | 18100 | 126.0833 | 23.9461 | 14.65 | 0 | 420.5322 | 696064.4026 | 179316.8372 | 0 | 74913.2948 | 104403.5424 | 23.8453 | 23.9453 | 23.8453 | 23.9453 | 0.083333 | 300 | 0.10799 | 199.2409 | 0.001793
2017-07-08 06:15 | 18103 | 126.3333 | 23.9423 | 15.175 | 0 | 578.3207 | 787063.995 | 227330.7642 | 0 | 115175.8771 | 112154.8871 | 23.8415 | 23.9415 | 23.8415 | 23.9415 | 0.083333 | 300 | 0.10952 | 252.5897 | 0.0023052
2017-07-08 06:30 | 18106.5 | 126.5938 | 23.9385 | 15.7438 | 0 | 734.7036 | 832563.7912 | 286467.4399 | 0 | 164759.0876 | 121708.3523 | 23.8379 | 23.9379 | 23.8379 | 23.9379 | 0.0625 | 225 | 0.11105 | 318.2972 | 0.002202
2017-07-08 06:45 | 18110.5 | 126.8438 | 23.9353 | 16.2688 | 0 | 866.2343 | 832563.7912 | 335465.368 | 0 | 205829.9752 | 129635.3928 | 23.8349 | 23.9349 | 23.8349 | 23.9349 | 0.0625 | 225 | 0.11257 | 372.7393 | 0.0026164
2017-07-08 07:00 | 18114.5 | 127.0938 | 23.9324 | 16.7188 | 0 | 975.5087 | 832563.7912 | 380260.2102 | 0 | 243365.788 | 136894.4222 | 23.8325 | 23.9325 | 23.8325 | 23.9325 | 0.0625 | 225 | 0.1141 | 422.5113 | 0.0030072
2017-07-08 07:15 | 18118.5 | 127.3438 | 23.9298 | 17.1438 | 0 | 1091.773 | 896008.0221 | 416344.8597 | 0 | 273584.049 | 142760.8106 | 23.8303 | 23.9303 | 23.8303 | 23.9303 | 0.0625 | 225 | 0.11647 | 462.6054 | 0.0033631
2017-07-08 07:30 | 18123 | 127.6 | 23.9275 | 17.59 | 0 | 1221.0115 | 917156.0991 | 455670.4503 | 0 | 306502.8052 | 149167.6451 | 23.8284 | 23.9284 | 23.8284 | 23.9284 | 0.05 | 180 | 0.11885 | 506.3005 | 0.0030087
2017-07-08 07:45 | 18128 | 127.85 | 23.9254 | 18.015 | 0 | 1333.1258 | 917156.0991 | 494782.4991 | 0 | 339240.6919 | 155541.8072 | 23.827 | 23.927 | 23.827 | 23.927 | 0.05 | 180 | 0.12122 | 549.7583 | 0.0033322
2017-07-08 08:00 | 18133.5 | 128.1042 | 23.924 | 18.5375 | 0 | 1326.3162 | 917156.0991 | 531064.889 | 0 | 369588.5279 | 161476.3611 | 23.8258 | 23.9258 | 23.8258 | 23.9258 | 0.041667 | 150 | 0.1236 | 590.0721 | 0.0030454
2017-07-08 08:15 | 18139 | 128.35 | 23.9225 | 19.045 | 0 | 1401.6388 | 825159.4752 | 528319.4069 | 0 | 367241.0602 | 161078.3467 | 23.8252 | 23.9252 | 23.8252 | 23.9252 | 0.05 | 180 | 0.1177 | 587.0216 | 0.0034546
2017-07-08 08:30 | 18144.5 | 128.6042 | 23.9218 | 19.5875 | 0 | 1504.8686 | 802160.3193 | 553246.0259 | 0 | 388086.134 | 165159.892 | 23.8248 | 23.9248 | 23.8248 | 23.9248 | 0.041667 | 150 | 0.1118 | 614.7178 | 0.0028692
2017-07-08 08:45 | 18150.5 | 128.8542 | 23.9212 | 20.1125 | 0 | 1604.5772 | 802160.3193 | 585142.738 | 0 | 414770.2142 | 170372.5237 | 23.8249 | 23.9249 | 23.8249 | 23.9249 | 0.041667 | 150 | 0.1059 | 650.1586 | 0.002874
2017-07-08 09:00 | 18156.5 | 129.1042 | 23.921 | 20.6792 | 0 | 1661.0834 | 802160.3193 | 615766.5863 | 0 | 440362.6887 | 175403.8976 | 23.8254 | 23.9254 | 23.8254 | 23.9254 | 0.041667 | 150 | 0.1 | 684.1851 | 0.0028555
2017-07-08 09:15 | 18162 | 129.35 | 23.9204 | 21.235 | 0 | 1749.8557 | 764848.0924 | 632555.1834 | 0 | 454359.8721 | 178195.3113 | 23.8263 | 23.9263 | 23.8263 | 23.9263 | 0.05 | 180 | 0.093387 | 702.8391 | 0.0032818
2017-07-08 09:30 | 18167 | 129.6 | 23.9204 | 21.81 | 0 | 1841.157 | 755520.0357 | 661511.1888 | 0 | 478716.7404 | 182794.4484 | 23.8277 | 23.9277 | 23.8277 | 23.9277 | 0.05 | 180 | 0.086775 | 735.0124 | 0.003189
2017-07-08 09:45 | 18172 | 129.85 | 23.921 | 22.385 | 0 | 1926.1545 | 755520.0357 | 693291.6438 | 0 | 505725.1512 | 187566.4926 | 23.8294 | 23.9294 | 23.8294 | 23.9294 | 0.05 | 180 | 0.080162 | 770.324 | 0.0030876
2017-07-08 10:00 | 18177 | 130.1 | 23.9224 | 22.78 | 0 | 1997.4813 | 755520.0357 | 723104.3501 | 0 | 531190.2348 | 191914.1153 | 23.8316 | 23.9316 | 23.8316 | 23.9316 | 0.05 | 180 | 0.07355 | 803.4493 | 0.0029547
2017-07-08 10:15 | 18181.5 | 130.3438 | 23.9227 | 23.1125 | 0 | 2060.5243 | 767408.184 | 745468.9832 | 0 | 550263.1008 | 195205.8824 | 23.834 | 23.934 | 23.834 | 23.934 | 0.0625 | 225 | 0.070332 | 828.2989 | 0.0036392
2017-07-08 10:30 | 18185.5 | 130.5938 | 23.9243 | 23.4625 | 0 | 2109.7849 | 771370.9002 | 767171.2535 | 0 | 568793.8053 | 198377.4482 | 23.8367 | 23.9367 | 23.8367 | 23.9367 | 0.0625 | 225 | 0.067115 | 852.4125 | 0.0035739
2017-07-08 10:45 | 18189.5 | 130.8438 | 23.9272 | 23.8125 | 0 | 2150.3102 | 771370.9002 | 783667.3596 | 0 | 582968.2988 | 200699.0608 | 23.8397 | 23.9397 | 23.8397 | 23.9397 | 0.0625 | 225 | 0.063897 | 870.7415 | 0.0034763
2017-07-08 11:00 | 18193 | 131.0833 | 23.9277 | 24.0667 | 0 | 2183.4508 | 771370.9002 | 795367.3787 | 0 | 593099.8301 | 202267.5486 | 23.8427 | 23.9427 | 23.8427 | 23.9427 | 0.083333 | 300 | 0.06068 | 883.7415 | 0.0044688
2017-07-08 11:15 | 18196 | 131.3333 | 23.9293 | 24.3167 | 0 | 2204.7785 | 780284.7464 | 807053.519 | 0 | 603204.3495 | 203849.1694 | 23.8461 | 23.9461 | 23.8461 | 23.9461 | 0.083333 | 300 | 0.058658 | 896.7261 | 0.0043833
2017-07-08 11:30 | 18199 | 131.5833 | 23.9324 | 24.5667 | 0 | 2215.7004 | 784741.6695 | 815638.8065 | 0 | 610685.4185 | 204953.388 | 23.8496 | 23.9496 | 23.8496 | 23.9496 | 0.083333 | 300 | 0.056635 | 906.2653 | 0.0042772
2017-07-08 11:45 | 18201.5 | 131.8125 | 23.9322 | 24.775 | 0 | 2227.9832 | 784741.6695 | 820292.8421 | 0 | 614824.6882 | 205468.1539 | 23.8528 | 23.9528 | 23.8528 | 23.9528 | 0.125 | 450 | 0.054613 | 911.4365 | 0.0062208
2017-07-08 12:00 | 18203.5 | 132.0625 | 23.932 | 24.975 | 0 | 2223.047 | 784741.6695 | 826019.6201 | 0 | 619923.3988 | 206096.2214 | 23.8566 | 23.9566 | 23.8566 | 23.9566 | 0.125 | 450 | 0.05259 | 917.7996 | 0.0060317
2017-07-08 12:15 | 18205.5 | 132.3125 | 23.9356 | 25.125 | 0 | 2227.0668 | 779625.9931 | 829899.5175 | 0 | 623419.0223 | 206480.4951 | 23.8607 | 23.9607 | 23.8607 | 23.9607 | 0.125 | 450 | 0.049868 | 922.1106 | 0.0057477
2017-07-08 12:30 | 18207 | 132.5 | 23.9375 | 25.2 | 0 | 2235.9846 | 774510.3167 | 830335.3264 | 0 | 623872.6485 | 206462.6779 | 23.8627 | 23.9627 | 23.8627 | 23.9627 | 0.25 | 900 | 0.047145 | 922.5948 | 0.010874
2017-07-08 12:45 | 18208 | 132.75 | 23.9282 | 25.35 | 0 | 2265.6635 | 774510.3167 | 832528.603 | 0 | 625892.0804 | 206636.5227 | 23.8669 | 23.9669 | 23.8669 | 23.9669 | 0.25 | 900 | 0.044422 | 925.0318 | 0.010273
2017-07-08 13:00 | 18209.5 | 133.0625 | 23.9394 | 25.5375 | 0 | 2286.3169 | 774510.3167 | 848270.9773 | 0 | 639423.5959 | 208847.3814 | 23.8733 | 23.9733 | 23.8733 | 23.9733 | 0.125 | 450 | 0.0417 | 942.5233 | 0.0049119
2017-07-08 13:15 | 18211.5 | 133.3125 | 23.9514 | 25.6125 | 0 | 2370.9786 | 767780.3955 | 857371.0373 | 0 | 647227.8286 | 210143.2088 | 23.8776 | 23.9776 | 23.8776 | 23.9776 | 0.125 | 450 | 0.040872 | 952.6345 | 0.0048646
2017-07-08 13:30 | 18214 | 133.5833 | 23.9597 | 25.7 | 0 | 2451.9534 | 761050.4743 | 877197.8029 | 0 | 664047.7967 | 213150.0062 | 23.8813 | 23.9813 | 23.8813 | 23.9813 | 0.083333 | 300 | 0.040045 | 974.6642 | 0.0032525
2017-07-08 13:45 | 18217.5 | 133.8438 | 23.9624 | 25.7812 | 0 | 2549.0111 | 761050.4743 | 899372.8131 | 0 | 682846.7231 | 216526.09 | 23.878 | 23.978 | 23.878 | 23.978 | 0.0625 | 225 | 0.039218 | 999.3031 | 0.0024484
2017-07-08 14:00 | 18221 | 134.0833 | 23.9557 | 25.95 | 0 | 2646.0633 | 761050.4743 | 925162.2355 | 0 | 701947.107 | 223215.1285 | 23.873 | 23.973 | 23.873 | 23.973 | 0.083333 | 300 | 0.03839 | 1027.958 | 0.0032886
2017-07-08 14:15 | 18224.5 | 134.3438 | 23.9503 | 26.1938 | 0 | 2739.7636 | 764473.778 | 964547.8443 | 0 | 730997.8666 | 233549.9777 | 23.8672 | 23.9672 | 23.8672 | 23.9672 | 0.0625 | 225 | 0.038965 | 1071.7198 | 0.0026082
2017-07-08 14:30 | 18228.5 | 134.5938 | 23.9446 | 26.4187 | 0 | 2814.8669 | 765614.8792 | 994665.8457 | 0 | 755715.3375 | 238950.5081 | 23.8622 | 23.9622 | 23.8622 | 23.9622 | 0.0625 | 225 | 0.03954 | 1105.1843 | 0.0027299
2017-07-08 14:45 | 18232.5 | 134.8438 | 23.938 | 26.6438 | 0 | 2897.5616 | 765614.8792 | 1021528.7521 | 0 | 778724.708 | 242804.0441 | 23.8573 | 23.9573 | 23.8573 | 23.9573 | 0.0625 | 225 | 0.040115 | 1135.0319 | 0.0028445
2017-07-08 15:00 | 18235 | 135 | 23.9361 | 26.7 | 0 | 2910.417 | 765614.8792 | 1028213.2241 | 0 | 784451.3007 | 243761.9234 | 23.8561 | 23.9561 | 23.8561 | 23.9561 | 0.25 | 900 | 0.04069 | 1142.4591 | 0.011622
2017-07-08 15:15 | 18238 | 135.35 | 23.9324 | 26.61 | 0 | 3012.9947 | 819544.641 | 1086019.1172 | 0 | 833526.1626 | 252492.9546 | 23.8557 | 23.9557 | 23.8557 | 23.9557 | 0.05 | 180 | 0.044823 | 1206.6879 | 0.0027043
2017-07-08 15:30 | 18243 | 135.6 | 23.9463 | 26.56 | 0 | 3060.3757 | 833027.0814 | 1071648.7327 | 0 | 822853.2972 | 248795.4355 | 23.861 | 23.961 | 23.861 | 23.961 | 0.05 | 180 | 0.048955 | 1190.7208 | 0.0029146
2017-07-08 15:45 | 18248 | 135.85 | 23.9526 | 26.51 | 0 | 3087.5759 | 833027.0814 | 1062106.6847 | 0 | 819841.8506 | 242264.8341 | 23.8662 | 23.9662 | 23.8662 | 23.9662 | 0.05 | 180 | 0.053088 | 1180.1185 | 0.0031325
2017-07-08 16:00 | 18251.5 | 136.0625 | 23.9492 | 26.5 | 0 | 3153.4288 | 833027.0814 | 1058262.3933 | 0 | 817631.791 | 240630.6023 | 23.8698 | 23.9698 | 23.8698 | 23.9698 | 0.125 | 450 | 0.05722 | 1175.8471 | 0.0084117
2017-07-08 16:15 | 18253.5 | 136.3125 | 23.9475 | 26.5 | 0 | 3184.4486 | 943613.4829 | 1066624.0177 | 0 | 824514.8609 | 242109.1568 | 23.8749 | 23.9749 | 23.8749 | 23.9749 | 0.125 | 450 | 0.061547 | 1185.1378 | 0.0091114
2017-07-08 16:30 | 18255.5 | 136.5625 | 23.9528 | 26.5 | 0 | 3196.0865 | 1054199.8844 | 1076531.3156 | 0 | 832778.3103 | 243753.0053 | 23.88 | 23.98 | 23.88 | 23.98 | 0.125 | 450 | 0.065875 | 1196.1459 | 0.0098503
2017-07-08 16:45 | 18257.5 | 136.8125 | 23.9583 | 26.5 | 0 | 3181.2459 | 1054199.8844 | 1071144.2675 | 0 | 828125.2738 | 243018.9936 | 23.885 | 23.985 | 23.885 | 23.985 | 0.125 | 450 | 0.070203 | 1190.1603 | 0.010447
2017-07-08 17:00 | 18261 | 137.1 | 23.9763 | 26.38 | 0 | 3220.8167 | 1054199.8844 | 1059549.5804 | 0 | 818232.9963 | 241316.5841 | 23.8916 | 23.9916 | 23.8916 | 23.9916 | 0.05 | 180 | 0.07453 | 1177.2773 | 0.0043871
2017-07-08 17:15 | 18266 | 137.35 | 23.9855 | 26.23 | 0 | 3245.7185 | 1274986.8621 | 1064081.5494 | 0 | 821796.5418 | 242285.0077 | 23.8964 | 23.9964 | 23.8964 | 23.9964 | 0.05 | 180 | 0.076923 | 1182.3128 | 0.0045473
2017-07-08 17:30 | 18270.5 | 137.5938 | 23.9894 | 26.0875 | 0 | 3228.4914 | 1330183.6065 | 1062054.0304 | 0 | 819812.015 | 242242.0154 | 23.901 | 24.001 | 23.901 | 24.001 | 0.0625 | 225 | 0.079315 | 1180.06 | 0.0058502
2017-07-08 17:45 | 18274.5 | 137.8438 | 23.9948 | 25.9375 | 0 | 3204.3313 | 1330183.6065 | 1052681.8095 | 0 | 811641.9573 | 241039.8522 | 23.9056 | 24.0056 | 23.9056 | 24.0056 | 0.0625 | 225 | 0.081707 | 1169.6465 | 0.0059741
2017-07-08 18:00 | 18278.5 | 138.0938 | 23.9997 | 25.825 | 0 | 3246.1387 | 1330183.6065 | 1041390.1674 | 0 | 801866.0264 | 239524.141 | 23.9101 | 24.0101 | 23.9101 | 24.0101 | 0.0625 | 225 | 0.0841 | 1157.1002 | 0.0060831
2017-07-08 18:15 | 18282.5 | 138.3438 | 24.0046 | 25.725 | 0 | 3227.2053 | 1396857.2413 | 1050363.8609 | 0 | 809286.1636 | 241077.6972 | 23.9144 | 24.0144 | 23.9144 | 24.0144 | 0.0625 | 225 | 0.089485 | 1167.071 | 0.0065256
2017-07-08 18:30 | 18286.5 | 138.5938 | 24.0095 | 25.625 | 0 | 3131.4279 | 1419081.7863 | 1046926.2356 | 0 | 806324.2111 | 240602.0245 | 23.9187 | 24.0187 | 23.9187 | 24.0187 | 0.0625 | 225 | 0.09487 | 1163.2514 | 0.0068984
2017-07-08 18:45 | 18290.5 | 138.8438 | 24.0143 | 25.525 | 0 | 3008.752 | 1419081.7863 | 1025134.0682 | 0 | 787932.0823 | 237201.9859 | 23.9229 | 24.0229 | 23.9229 | 24.0229 | 0.0625 | 225 | 0.10025 | 1139.0379 | 0.0071401
2017-07-08 19:00 | 18294.5 | 139.0938 | 24.0191 | 25.2375 | 0 | 2870.9684 | 1419081.7863 | 997191.2294 | 0 | 764383.8529 | 232807.3765 | 23.9269 | 24.0269 | 23.9269 | 24.0269 | 0.0625 | 225 | 0.10564 | 1107.9903 | 0.007319
2017-07-08 19:15 | 18298.5 | 139.3438 | 24.0235 | 24.8875 | 0 | 2710.2471 | 1398902.0723 | 961720.4186 | 0 | 734218.3619 | 227502.0568 | 23.9308 | 24.0308 | 23.9308 | 24.0308 | 0.0625 | 225 | 0.11048 | 1068.5782 | 0.007383
2017-07-08 19:30 | 18302.5 | 139.5938 | 24.0277 | 24.5375 | 0 | 2556.7293 | 1392175.501 | 917462.6794 | 0 | 696563.4117 | 220899.2678 | 23.9343 | 24.0343 | 23.9343 | 24.0343 | 0.0625 | 225 | 0.11531 | 1019.403 | 0.0073529
2017-07-08 19:45 | 18306.5 | 139.8438 | 24.0318 | 24.1875 | 0 | 2388.7783 | 1392175.501 | 873857.5766 | 0 | 659480.8199 | 214376.7567 | 23.9375 | 24.0375 | 23.9375 | 24.0375 | 0.0625 | 225 | 0.12015 | 970.9529 | 0.0072969
2017-07-08 20:00 | 18310.5 | 140.0938 | 24.0356 | 23.6875 | 0 | 2219.2152 | 1392175.501 | 825770.2203 | 0 | 618671.3481 | 207098.8722 | 23.9405 | 24.0405 | 23.9405 | 24.0405 | 0.0625 | 225 | 0.12498 | 917.5225 | 0.0071742
2017-07-08 20:15 | 18314.5 | 140.3438 | 24.039 | 23.1375 | 0 | 2034.5292 | 1381240.1333 | 774839.0166 | 0 | 575353.4017 | 199485.6148 | 23.9431 | 24.0431 | 23.9431 | 24.0431 | 0.0625 | 225 | 0.12518 | 860.9322 | 0.0067429
2017-07-08 20:30 | 18318.5 | 140.5938 | 24.0419 | 22.5875 | 0 | 1889.7229 | 1377595.0107 | 718387.4613 | 0 | 527419.9694 | 190967.4919 | 23.9452 | 24.0452 | 23.9452 | 24.0452 | 0.0625 | 225 | 0.12537 | 798.2083 | 0.0062629
2017-07-08 20:45 | 18322 | 140.8333 | 24.0434 | 22.0833 | 0 | 1784.2416 | 1377595.0107 | 676457.2205 | 0 | 491794.0059 | 184663.2147 | 23.9468 | 24.0468 | 23.9468 | 24.0468 | 0.083333 | 300 | 0.12557 | 751.6191 | 0.0078648
2017-07-08 21:00 | 18325 | 141.0833 | 24.0451 | 21.6167 | 0 | 1676.6533 | 1377595.0107 | 639095.4987 | 0 | 460022.093 | 179073.4056 | 23.9481 | 24.0481 | 23.9481 | 24.0481 | 0.083333 | 300 | 0.12576 | 710.1061 | 0.0074419
2017-07-08 21:15 | 18328 | 141.3333 | 24.0466 | 21.1917 | 0 | 1578.4168 | 1301960.6145 | 604882.1949 | 0 | 431014.9488 | 173867.2461 | 23.949 | 24.049 | 23.949 | 24.049 | 0.083333 | 300 | 0.12368 | 672.0913 | 0.006927
2017-07-08 21:30 | 18331 | 141.5833 | 24.0477 | 20.7667 | 0 | 1490.8775 | 1264143.4163 | 574675.4092 | 0 | 405482.4205 | 169192.9887 | 23.9496 | 24.0496 | 23.9496 | 24.0496 | 0.083333 | 300 | 0.1216 | 638.5282 | 0.0064704
2017-07-08 21:45 | 18334 | 141.8333 | 24.0484 | 20.3417 | 0 | 1410.0135 | 1264143.4163 | 549054.1796 | 0 | 383998.8588 | 165055.3208 | 23.9499 | 24.0499 | 23.9499 | 24.0499 | 0.083333 | 300 | 0.11952 | 610.0602 | 0.0060762
2017-07-08 22:00 | 18337 | 142.0833 | 24.0487 | 20.1 | 0 | 1294.1839 | 1264143.4163 | 525891.6178 | 0 | 364661.1053 | 161230.5125 | 23.9499 | 24.0499 | 23.9499 | 24.0499 | 0.083333 | 300 | 0.11744 | 584.324 | 0.0057186
2017-07-08 22:15 | 18339.5 | 142.3125 | 24.0485 | 19.975 | 0 | 1207.5782 | 1136806.2086 | 499257.2763 | 0 | 342408.7398 | 156848.5366 | 23.9497 | 24.0497 | 23.9497 | 24.0497 | 0.125 | 450 | 0.11349 | 554.7303 | 0.0078896
2017-07-08 22:30 | 18341.5 | 142.5625 | 24.0482 | 19.825 | 0 | 1127.4846 | 1009469.0009 | 467919.0376 | 0 | 316216.5595 | 151702.4781 | 23.9494 | 24.0494 | 23.9494 | 24.0494 | 0.125 | 450 | 0.10954 | 519.91 | 0.0071313
2017-07-08 22:45 | 18343.5 | 142.8125 | 24.0481 | 19.675 | 0 | 1056.4801 | 1009469.0009 | 444654.7272 | 0 | 296767.9488 | 147886.7784 | 23.949 | 24.049 | 23.949 | 24.049 | 0.125 | 450 | 0.10559 | 494.0608 | 0.0065317
2017-07-08 23:00 | 18345.5 | 143.0625 | 24.0478 | 19.45 | 0 | 961.6821 | 1009469.0009 | 423474.4179 | 0 | 279059.5685 | 144414.8494 | 23.9485 | 24.0485 | 23.9485 | 24.0485 | 0.125 | 450 | 0.10164 | 470.5271 | 0.0059876
2017-07-08 23:15 | 18347.5 | 143.3125 | 24.0473 | 19.15 | 0 | 860.1665 | 898599.63 | 394856.84 | 0 | 255124.7565 | 139732.0835 | 23.9477 | 24.0477 | 23.9477 | 24.0477 | 0.125 | 450 | 0.10083 | 438.7298 | 0.005547
2017-07-08 23:30 | 18349.5 | 143.5625 | 24.0466 | 18.85 | 0 | 782.4209 | 787730.259 | 363638.3018 | 0 | 229010.6651 | 134627.6367 | 23.9468 | 24.0468 | 23.9468 | 24.0468 | 0.125 | 450 | 0.10003 | 404.0426 | 0.0050636
2017-07-08 23:45 | 18351.5 | 143.8125 | 24.0456 | 18.55 | 0 | 711.8724 | 787730.259 | 339478.1524 | 0 | 208803.1587 | 130674.9937 | 23.9457 | 24.0457 | 23.9457 | 24.0457 | 0.125 | 450 | 0.099218 | 377.1979 | 0.0046885
2017-07-09 | 18353 | 144 | 24.0451 | 18.4 | 0 | 674.976 | 787730.259 | 328091.9958 | 0 | 199280.1544 | 128811.8414 | 23.945 | 24.045 | 23.945 | 24.045 | 0.25 | 900 | 0.099218 | 364.5467 | 0.0090424

## Details_2025-08-05
datetime | Unnamed: 0 | sim_time | Zone Air Temperature,LIVING_UNIT1 | Site Outdoor Air Drybulb Temperature,ENVIRONMENT | Zone Air System Sensible Heating Rate,LIVING_UNIT1 | Zone Air System Sensible Cooling Rate,LIVING_UNIT1 | Electricity:Building | Electricity:HVAC | Heating:Electricity | Cooling:Electricity | Fans:Electricity | Zone Thermostat Heating Setpoint Temperature,LIVING_UNIT1 | Zone Thermostat Cooling Setpoint Temperature,LIVING_UNIT1 | Zone Temperature Control,Heating Setpoint,LIVING_UNIT1 | Zone Temperature Control,Cooling Setpoint,LIVING_UNIT1 | dt_hours | dt_seconds | current_price | P_total_W | step_cost_real
2017-08-05 | 21082 | 120 | 24.0473 | 20.3 | 0 | 760.6769 | 787730.259 | 359356.3457 | 0 | 0 | 0 | 23.9486 | 24.0486 | 23.9486 | 24.0486 | 0.25 | 900 | 0.01414 | 0 | 0
2017-08-05 00:15 | 21083 | 120.25 | 24.0469 | 20.35 | 0 | 683.056 | 787730.259 | 342598.4889 | 0 | 211517.5914 | 131080.8975 | 23.9485 | 24.0485 | 23.9485 | 24.0485 | 0.25 | 900 | 0.013455 | 380.665 | 0.0012805
2017-08-05 00:30 | 21084 | 120.5 | 24.0467 | 20.4 | 0 | 629.7031 | 613262.9701 | 319995.1028 | 0 | 192627.9921 | 127367.1107 | 23.9485 | 24.0485 | 23.9485 | 24.0485 | 0.25 | 900 | 0.01277 | 355.5501 | 0.0011351
2017-08-05 00:45 | 21085 | 120.75 | 24.0468 | 20.45 | 0 | 585.2443 | 613262.9701 | 304873.6447 | 0 | 179997.8151 | 124875.8296 | 23.9485 | 24.0485 | 23.9485 | 24.0485 | 0.25 | 900 | 0.012085 | 338.7485 | 0.0010234
2017-08-05 01:00 | 21086 | 121 | 24.0472 | 20.5 | 0 | 546.3756 | 613262.9701 | 292310.97 | 0 | 169504.0555 | 122806.9145 | 23.9486 | 24.0486 | 23.9486 | 24.0486 | 0.25 | 900 | 0.0114 | 324.79 | 0.00092565
2017-08-05 01:15 | 21087 | 121.25 | 24.043 | 20.5 | 0 | 498.7298 | 613262.9701 | 281174.0035 | 0 | 160198.1513 | 120975.8523 | 23.9487 | 24.0487 | 23.9487 | 24.0487 | 0.25 | 900 | 0.011492 | 312.4156 | 0.00089761
2017-08-05 01:30 | 21088 | 121.5 | 24.0444 | 20.5 | 0 | 444.5693 | 562337.4017 | 266751.9333 | 0 | 148133.8546 | 118618.0787 | 23.9488 | 24.0488 | 23.9488 | 24.0488 | 0.25 | 900 | 0.011585 | 296.391 | 0.00085842
2017-08-05 01:45 | 21089 | 121.75 | 24.0438 | 20.5 | 0 | 410.9787 | 562337.4017 | 249680.1424 | 0 | 133844.787 | 115835.3554 | 23.9489 | 24.0489 | 23.9489 | 24.0489 | 0.25 | 900 | 0.011678 | 277.4224 | 0.0008099
2017-08-05 02:00 | 21090 | 122 | 24.0461 | 20.5 | 0 | 370.3547 | 562337.4017 | 239488.2278 | 0 | 125320.803 | 114167.4248 | 23.949 | 24.049 | 23.949 | 24.049 | 0.25 | 900 | 0.01177 | 266.098 | 0.00078299
2017-08-05 02:15 | 21091 | 122.25 | 24.0465 | 20.35 | 0 | 340.1787 | 562337.4017 | 226590.9993 | 0 | 114526.2935 | 112064.7058 | 23.9491 | 24.0491 | 23.9491 | 24.0491 | 0.25 | 900 | 0.013277 | 251.7678 | 0.00083571
2017-08-05 02:30 | 21092 | 122.5 | 24.0466 | 20.2 | 0 | 308.1442 | 545753.3182 | 216677.6171 | 0 | 106231.0971 | 110446.52 | 23.949 | 24.049 | 23.949 | 24.049 | 0.25 | 900 | 0.014785 | 240.7529 | 0.00088988
2017-08-05 02:45 | 21093 | 122.75 | 24.0464 | 20.05 | 0 | 281.4556 | 545753.3182 | 206049.1507 | 0 | 97336.324 | 108712.8267 | 23.9489 | 24.0489 | 23.9489 | 24.0489 | 0.25 | 900 | 0.016293 | 228.9435 | 0.00093252
2017-08-05 03:00 | 21094 | 123 | 24.0462 | 19.9 | 0 | 254.5892 | 545753.3182 | 197293.9373 | 0 | 90012.8855 | 107281.0518 | 23.9486 | 24.0486 | 23.9486 | 24.0486 | 0.25 | 900 | 0.0178 | 219.2155 | 0.00097551
2017-08-05 03:15 | 21095 | 123.25 | 24.0492 | 19.975 | 0 | 231.805 | 545753.3182 | 188429.0375 | 0 | 82596.5957 | 105832.4418 | 23.9483 | 24.0483 | 23.9483 | 24.0483 | 0.25 | 900 | 0.023447 | 209.3656 | 0.0012273
2017-08-05 03:30 | 21096 | 123.5 | 24.0485 | 20.05 | 0 | 202.504 | 533363.667 | 181664.1651 | 0 | 76940.9063 | 104723.2589 | 23.948 | 24.048 | 23.948 | 24.048 | 0.25 | 900 | 0.029095 | 201.8491 | 0.0014682
2017-08-05 03:45 | 21097 | 123.75 | 24.0551 | 20.125 | 0 | 179.2546 | 533363.667 | 172292.9597 | 0 | 69092.5604 | 103200.3993 | 23.9477 | 24.0477 | 23.9477 | 24.0477 | 0.25 | 900 | 0.034743 | 191.4366 | 0.0016627
2017-08-05 04:00 | 21098 | 124 | 24.0522 | 20.2 | 0 | 186.2705 | 533363.667 | 164637.662 | 0 | 62679.2531 | 101958.4089 | 23.9475 | 24.0475 | 23.9475 | 24.0475 | 0.25 | 900 | 0.04039 | 182.9307 | 0.0018471
2017-08-05 04:15 | 21099 | 124.25 | 24.0436 | 19.85 | 0 | 174.2121 | 533363.667 | 168636.8115 | 0 | 66050.6476 | 102586.164 | 23.9474 | 24.0474 | 23.9474 | 24.0474 | 0.25 | 900 | 0.03859 | 187.3742 | 0.0018077
2017-08-05 04:30 | 21100 | 124.5 | 24.0449 | 19.5 | 0 | 142.9944 | 566989.6412 | 163722.2567 | 0 | 61932.7302 | 101789.5266 | 23.947 | 24.047 | 23.947 | 24.047 | 0.25 | 900 | 0.03679 | 181.9136 | 0.0016732
2017-08-05 04:45 | 21101 | 124.75 | 24.0445 | 19.15 | 0 | 137.3764 | 566989.6412 | 150733.6716 | 0 | 51028.1842 | 99705.4874 | 23.9464 | 24.0464 | 23.9464 | 24.0464 | 0.25 | 900 | 0.03499 | 167.4819 | 0.001465
2017-08-05 05:00 | 21102 | 125 | 24.0406 | 18.8 | 0 | 120.54 | 566989.6412 | 147795.1467 | 0 | 48565.7452 | 99229.4015 | 23.9454 | 24.0454 | 23.9454 | 24.0454 | 0.25 | 900 | 0.03319 | 164.2168 | 0.0013626
2017-08-05 05:15 | 21103 | 125.25 | 24.0388 | 18.575 | 0 | 122.03 | 566989.6412 | 140351.9758 | 0 | 42316.5681 | 98035.4078 | 23.9442 | 24.0442 | 23.9442 | 24.0442 | 0.25 | 900 | 0.03496 | 155.9466 | 0.001363
2017-08-05 05:30 | 21104 | 125.5 | 24.0376 | 18.35 | 0 | 142.2122 | 696064.4026 | 150268.9283 | 0 | 42495.3406 | 107773.5877 | 23.9429 | 24.0429 | 23.9429 | 24.0429 | 0.25 | 900 | 0.03673 | 166.9655 | 0.0015332
2017-08-05 05:45 | 21105 | 125.75 | 24.0365 | 18.125 | 0 | 180.2026 | 696064.4026 | 158062.4369 | 0 | 49051.2751 | 109011.1618 | 23.9414 | 24.0414 | 23.9414 | 24.0414 | 0.25 | 900 | 0.0385 | 175.6249 | 0.0016904
2017-08-05 06:00 | 21106 | 126 | 24.0352 | 17.9 | 0 | 227.6479 | 696064.4026 | 173117.2266 | 0 | 61711.8137 | 111405.413 | 23.9397 | 24.0397 | 23.9397 | 24.0397 | 0.25 | 900 | 0.04027 | 192.3525 | 0.0019365
2017-08-05 06:15 | 21107 | 126.25 | 24.0435 | 18.225 | 0 | 320.4521 | 696064.4026 | 191935.4381 | 0 | 77536.3028 | 114399.1352 | 23.9379 | 24.0379 | 23.9379 | 24.0379 | 0.25 | 900 | 0.040565 | 213.2616 | 0.0021627
2017-08-05 06:30 | 21108 | 126.5 | 24.042 | 18.55 | 0 | 462.6152 | 832563.7912 | 230456.3398 | 0 | 109923.9306 | 120532.4093 | 23.9363 | 24.0363 | 23.9363 | 24.0363 | 0.25 | 900 | 0.04086 | 256.0626 | 0.0026157
2017-08-05 06:45 | 21109.5 | 126.8125 | 24.0372 | 19.0375 | 0 | 653.4641 | 832563.7912 | 311959.0919 | 0 | 178929.728 | 133029.3638 | 23.9344 | 24.0344 | 23.9344 | 24.0344 | 0.125 | 450 | 0.041155 | 346.6212 | 0.0017742
2017-08-05 07:00 | 21111 | 127 | 24.0341 | 19.2 | 0 | 705.3361 | 832563.7912 | 335316.0419 | 0 | 199048.8931 | 136267.1489 | 23.9339 | 24.0339 | 23.9339 | 24.0339 | 0.25 | 900 | 0.04145 | 372.5734 | 0.0038608
2017-08-05 07:15 | 21112 | 127.25 | 24.0277 | 19.45 | 0 | 809.0332 | 832563.7912 | 378295.359 | 0 | 242355.3107 | 135940.0483 | 23.9331 | 24.0331 | 23.9331 | 24.0331 | 0.25 | 900 | 0.039773 | 420.3282 | 0.0041794
2017-08-05 07:30 | 21113 | 127.5 | 24.0259 | 19.7 | 0 | 914.5796 | 917156.0991 | 413819.0151 | 0 | 272196.0981 | 141622.9171 | 23.9325 | 24.0325 | 23.9325 | 24.0325 | 0.25 | 900 | 0.038095 | 459.7989 | 0.004379
2017-08-05 07:45 | 21114 | 127.75 | 24.0259 | 19.95 | 0 | 984.4335 | 917156.0991 | 452825.1141 | 0 | 304957.2477 | 147867.8664 | 23.932 | 24.032 | 23.932 | 24.032 | 0.25 | 900 | 0.036417 | 503.139 | 0.0045808
2017-08-05 08:00 | 21115 | 128 | 24.0261 | 20.2 | 0 | 1041.9255 | 917156.0991 | 476407.0313 | 0 | 324731.7059 | 151675.3253 | 23.9318 | 24.0318 | 23.9318 | 24.0318 | 0.25 | 900 | 0.03474 | 529.3411 | 0.0045973
2017-08-05 08:15 | 21116 | 128.25 | 24.031 | 20.525 | 0 | 954.3603 | 917156.0991 | 494787.0012 | 0 | 340127.5527 | 154659.4485 | 23.9318 | 24.0318 | 23.9318 | 24.0318 | 0.25 | 900 | 0.026472 | 549.7633 | 0.0036384
2017-08-05 08:30 | 21117 | 128.5 | 24.0315 | 20.85 | 0 | 1010.2915 | 802160.3193 | 460965.3864 | 0 | 311666.6534 | 149298.733 | 23.932 | 24.032 | 23.932 | 24.032 | 0.25 | 900 | 0.018205 | 512.1838 | 0.0023311
2017-08-05 08:45 | 21118 | 128.75 | 24.0318 | 21.175 | 0 | 1061.9354 | 802160.3193 | 479684.0437 | 0 | 327350.3981 | 152333.6456 | 23.9324 | 24.0324 | 23.9324 | 24.0324 | 0.25 | 900 | 0.0099375 | 532.9823 | 0.0013241
2017-08-05 09:00 | 21119 | 129 | 24.0323 | 21.5 | 0 | 1119.6775 | 802160.3193 | 496601.5646 | 0 | 341546.9412 | 155054.6234 | 23.9331 | 24.0331 | 23.9331 | 24.0331 | 0.25 | 900 | 0.00167 | 551.7795 | 0.00023037
2017-08-05 09:15 | 21120 | 129.25 | 24.0311 | 21.525 | 0 | 1115.9353 | 802160.3193 | 516142.8565 | 0 | 358083.8947 | 158058.9618 | 23.9341 | 24.0341 | 23.9341 | 24.0341 | 0.25 | 900 | 0.000615 | 573.4921 | 8.8174e-05
2017-08-05 09:30 | 21121 | 129.5 | 24.0318 | 21.55 | 0 | 1152.6776 | 755520.0357 | 514893.5117 | 0 | 356992.9892 | 157900.5225 | 23.935 | 24.035 | 23.935 | 24.035 | 0.25 | 900 | -0.00044 | 572.1039 | -6.2931e-05
2017-08-05 09:45 | 21122 | 129.75 | 24.0232 | 21.575 | 0 | 1232.7411 | 755520.0357 | 523690.7723 | 0 | 364337.076 | 159353.6963 | 23.926 | 24.026 | 23.926 | 24.026 | 0.25 | 900 | -0.001495 | 581.8786 | -0.00021748
2017-08-05 10:00 | 21123 | 130 | 24.0142 | 21.6 | 0 | 1285.6116 | 755520.0357 | 547587.2313 | 0 | 384361.667 | 163225.5642 | 23.9171 | 24.0171 | 23.9171 | 24.0171 | 0.25 | 900 | -0.00255 | 608.4303 | -0.00038787
2017-08-05 10:15 | 21124 | 130.25 | 24.0097 | 21.9 | 0 | 1350.2773 | 755520.0357 | 561483.189 | 0 | 395977.9804 | 165505.2086 | 23.9082 | 24.0082 | 23.9082 | 24.0082 | 0.25 | 900 | -0.0035575 | 623.8702 | -0.00055485
2017-08-05 10:30 | 21125 | 130.5 | 24.0003 | 22.2 | 0 | 1422.1266 | 771370.9002 | 580652.4093 | 0 | 412197.4744 | 168454.9349 | 23.8997 | 23.9997 | 23.8997 | 23.9997 | 0.25 | 900 | -0.004565 | 645.1693 | -0.0007363
2017-08-05 10:45 | 21126 | 130.75 | 23.9909 | 22.5 | 0 | 1448.354 | 771370.9002 | 602680.273 | 0 | 430835.9653 | 171844.3078 | 23.8914 | 23.9914 | 23.8914 | 23.9914 | 0.25 | 900 | -0.0055725 | 669.6447 | -0.0009329
2017-08-05 11:00 | 21127 | 131 | 23.9819 | 22.8 | 0 | 1461.3813 | 771370.9002 | 609386.1121 | 0 | 436607.8649 | 172778.2472 | 23.8833 | 23.9833 | 23.8833 | 23.9833 | 0.25 | 900 | -0.00658 | 677.0957 | -0.0011138
2017-08-05 11:15 | 21128.5 | 131.3125 | 23.9681 | 23.325 | 0 | 1457.6489 | 778056.2848 | 611240.5265 | 0 | 438403.1974 | 172837.3292 | 23.8719 | 23.9719 | 23.8719 | 23.9719 | 0.125 | 450 | -0.008485 | 679.1561 | -0.00072038
2017-08-05 11:30 | 21130.5 | 131.5625 | 23.96 | 23.675 | 0 | 1439.613 | 784741.6695 | 607826.0871 | 0 | 435717.3978 | 172108.6893 | 23.8646 | 23.9646 | 23.8646 | 23.9646 | 0.125 | 450 | -0.01039 | 675.3623 | -0.0008774
2017-08-05 11:45 | 21132.5 | 131.8125 | 23.9527 | 24.025 | 0 | 1423.6568 | 784741.6695 | 603789.9877 | 0 | 432525.5363 | 171264.4514 | 23.8576 | 23.9576 | 23.8576 | 23.9576 | 0.125 | 450 | -0.012295 | 670.8778 | -0.0010312
2017-08-05 12:00 | 21134 | 132 | 23.9489 | 24.2 | 0 | 1402.3161 | 784741.6695 | 602549.0347 | 0 | 431592.5854 | 170956.4493 | 23.8542 | 23.9542 | 23.8542 | 23.9542 | 0.25 | 900 | -0.0142 | 669.4989 | -0.0023767
2017-08-05 12:15 | 21135 | 132.25 | 23.9429 | 24.475 | 0 | 1393.2661 | 784741.6695 | 598834.1789 | 0 | 428691.9005 | 170142.2783 | 23.8476 | 23.9476 | 23.8476 | 23.9476 | 0.25 | 900 | -0.019475 | 665.3713 | -0.0032395
2017-08-05 12:30 | 21136 | 132.5 | 23.9363 | 24.75 | 0 | 1379.1674 | 774510.3167 | 592221.0011 | 0 | 423302.0776 | 168918.9235 | 23.8414 | 23.9414 | 23.8414 | 23.9414 | 0.25 | 900 | -0.02475 | 658.0233 | -0.0040715
2017-08-05 12:45 | 21137 | 132.75 | 23.9299 | 25.025 | 0 | 1367.9247 | 774510.3167 | 589361.3444 | 0 | 421086.1502 | 168275.1942 | 23.8353 | 23.9353 | 23.8353 | 23.9353 | 0.25 | 900 | -0.030025 | 654.8459 | -0.0049154
2017-08-05 13:00 | 21138 | 133 | 23.9236 | 25.3 | 0 | 1373.0897 | 774510.3167 | 587403.0299 | 0 | 419629.0397 | 167773.9902 | 23.8295 | 23.9295 | 23.8295 | 23.9295 | 0.25 | 900 | -0.0353 | 652.67 | -0.0057598
2017-08-05 13:15 | 21139 | 133.25 | 23.9157 | 25.4 | 0 | 1387.9184 | 774510.3167 | 591094.2697 | 0 | 422944.7982 | 168149.4715 | 23.824 | 23.924 | 23.824 | 23.924 | 0.25 | 900 | -0.032915 | 656.7714 | -0.0054044
2017-08-05 13:30 | 21140.5 | 133.5625 | 23.9078 | 25.55 | 0 | 1500.7401 | 761050.4743 | 599098.1408 | 0 | 429798.5259 | 169299.6149 | 23.8159 | 23.9159 | 23.8159 | 23.9159 | 0.125 | 450 | -0.03053 | 665.6646 | -0.0025396
2017-08-05 13:45 | 21143.5 | 133.8438 | 23.9036 | 25.675 | 0 | 1645.924 | 761050.4743 | 647454.4161 | 0 | 470696.0334 | 176758.3827 | 23.8093 | 23.9093 | 23.8093 | 23.9093 | 0.0625 | 225 | -0.028145 | 719.3938 | -0.0012635
2017-08-05 14:00 | 21148.5 | 134.1042 | 23.8996 | 25.7417 | 0 | 1716.119 | 761050.4743 | 681255.062 | 0 | 499291.8617 | 181963.2003 | 23.8037 | 23.9037 | 23.8037 | 23.9037 | 0.041667 | 150 | -0.02576 | 756.9501 | -0.00081334
2017-08-05 14:15 | 21155 | 134.3571 | 23.8949 | 25.7929 | 0 | 1775.3112 | 764962.8213 | 701072.3983 | 0 | 516039.1868 | 185033.2115 | 23.7986 | 23.8986 | 23.7986 | 23.8986 | 0.035714 | 128.5714 | -0.022995 | 778.9693 | -0.00063989
2017-08-05 14:30 | 21161.5 | 134.6042 | 23.8894 | 25.8417 | 0 | 1819.5838 | 765614.8792 | 717686.96 | 0 | 530074.7652 | 187612.1948 | 23.7937 | 23.8937 | 23.7937 | 23.8937 | 0.041667 | 150 | -0.02023 | 797.43 | -0.00067269
2017-08-05 14:45 | 21167 | 134.85 | 23.8839 | 25.89 | 0 | 1854.4363 | 765614.8792 | 730164.6829 | 0 | 540617.0395 | 189547.6434 | 23.7889 | 23.8889 | 23.7889 | 23.8889 | 0.05 | 180 | -0.017465 | 811.2941 | -0.00070846
2017-08-05 15:00 | 21171.5 | 135.0938 | 23.8782 | 25.8813 | 0 | 1892.5517 | 765614.8792 | 739365.2576 | 0 | 548390.781 | 190974.4766 | 23.7843 | 23.8843 | 23.7843 | 23.8843 | 0.0625 | 225 | -0.0147 | 821.517 | -0.00075461
2017-08-05 15:15 | 21174.5 | 135.3125 | 23.8724 | 25.8625 | 0 | 1825.3835 | 799320.9803 | 746416.4403 | 0 | 554305.3808 | 192111.0595 | 23.7806 | 23.8806 | 23.7806 | 23.8806 | 0.125 | 450 | -0.014563 | 829.3516 | -0.001509
2017-08-05 15:30 | 21177 | 135.5833 | 23.8672 | 25.8333 | 0 | 1703.2198 | 833027.0814 | 715258.4674 | 0 | 527910.3739 | 187348.0936 | 23.775 | 23.875 | 23.775 | 23.875 | 0.083333 | 300 | -0.014425 | 794.7316 | -0.00095533
2017-08-05 15:45 | 21181.5 | 135.8542 | 23.8653 | 25.8042 | 0 | 1666.7518 | 833027.0814 | 681144.5021 | 0 | 499003.9845 | 182140.5177 | 23.7694 | 23.8694 | 23.7694 | 23.8694 | 0.041667 | 150 | -0.014287 | 756.8272 | -0.00045012
2017-08-05 16:00 | 21187.5 | 136.1042 | 23.8611 | 25.6542 | 0 | 1689.359 | 833027.0814 | 665670.5608 | 0 | 485849.391 | 179821.1698 | 23.7645 | 23.8645 | 23.7645 | 23.8645 | 0.041667 | 150 | -0.01415 | 739.634 | -0.0004364
2017-08-05 16:15 | 21193 | 136.35 | 23.8561 | 25.485 | 0 | 1682.0752 | 1009965.3238 | 666211.5012 | 0 | 486092.0761 | 180119.4251 | 23.7598 | 23.8598 | 23.7598 | 23.8598 | 0.05 | 180 | -0.01104 | 740.235 | -0.00040861
2017-08-05 16:30 | 21197.5 | 136.5938 | 23.8508 | 25.3188 | 0 | 1660.7118 | 1054199.8844 | 659854.2228 | 0 | 480519.6134 | 179334.6095 | 23.755 | 23.855 | 23.755 | 23.855 | 0.0625 | 225 | -0.00793 | 733.1714 | -0.00036347
2017-08-05 16:45 | 21200.5 | 136.8125 | 23.8452 | 25.1875 | 0 | 1734.623 | 1054199.8844 | 652969.595 | 0 | 473535.9139 | 179433.6811 | 23.7512 | 23.8512 | 23.7512 | 23.8512 | 0.125 | 450 | -0.00482 | 725.5218 | -0.00043733
2017-08-05 17:00 | 21202 | 137 | 23.8405 | 25.1 | 0 | 1792.2204 | 1054199.8844 | 648453.2407 | 0 | 468603.4823 | 179849.7584 | 23.7486 | 23.8486 | 23.7486 | 23.8486 | 0.25 | 900 | -0.00171 | 720.5036 | -0.00030802
2017-08-05 17:15 | 21203.5 | 137.3125 | 23.8291 | 24.9125 | 0 | 1943.3197 | 1192191.7455 | 714897.9282 | 0 | 518147.1052 | 196750.823 | 23.7407 | 23.8407 | 23.7407 | 23.8407 | 0.125 | 450 | -0.000955 | 794.331 | -9.4667e-05
2017-08-05 17:30 | 21206 | 137.5833 | 23.8272 | 24.7667 | 0 | 1917.5274 | 1330183.6065 | 732795.2719 | 0 | 533009.8596 | 199785.4123 | 23.7345 | 23.8345 | 23.7345 | 23.8345 | 0.083333 | 300 | -0.0002 | 814.217 | -1.357e-05
2017-08-05 17:45 | 21209 | 137.8333 | 23.8292 | 24.6417 | 0 | 1845.3874 | 1330183.6065 | 721055.3467 | 0 | 522968.6895 | 198086.6572 | 23.7357 | 23.8357 | 23.7357 | 23.8357 | 0.083333 | 300 | 0.000555 | 801.1726 | 3.7054e-05
2017-08-05 18:00 | 21211.5 | 138.0625 | 23.8318 | 24.475 | 0 | 1835.5667 | 1330183.6065 | 702653.49 | 0 | 507365.0475 | 195288.4425 | 23.7394 | 23.8394 | 23.7394 | 23.8394 | 0.125 | 450 | 0.00131 | 780.7261 | 0.000128
2017-08-05 18:15 | 21213.5 | 138.3125 | 23.8357 | 24.225 | 0 | 1747.1531 | 1374632.6964 | 693752.9108 | 0 | 499684.2552 | 194068.6557 | 23.7437 | 23.8437 | 23.7437 | 23.8437 | 0.125 | 450 | 0.015548 | 770.8366 | 0.0014976
2017-08-05 18:30 | 21216 | 138.5833 | 23.8428 | 23.9333 | 0 | 1573.3805 | 1419081.7863 | 654609.2181 | 0 | 467115.7128 | 187493.5053 | 23.7485 | 23.8485 | 23.7485 | 23.8485 | 0.083333 | 300 | 0.029785 | 727.3436 | 0.0018053
2017-08-05 18:45 | 21220 | 138.85 | 23.8499 | 23.65 | 0 | 1427.481 | 1419081.7863 | 597250.7337 | 0 | 424785.0296 | 172465.7041 | 23.7528 | 23.8528 | 23.7528 | 23.8528 | 0.05 | 180 | 0.044022 | 663.6119 | 0.0014607
2017-08-05 19:00 | 21224.5 | 139.0938 | 23.8536 | 23.4875 | 0 | 1325.4784 | 1419081.7863 | 558220.7934 | 0 | 393286.2462 | 164934.5473 | 23.7562 | 23.8562 | 23.7562 | 23.8562 | 0.0625 | 225 | 0.05826 | 620.2453 | 0.0022612
2017-08-05 19:15 | 21228.5 | 139.3438 | 23.8574 | 23.3375 | 0 | 1206.8933 | 1398902.0723 | 524534.0709 | 0 | 364891.6435 | 159642.4274 | 23.7597 | 23.8597 | 23.7597 | 23.8597 | 0.0625 | 225 | 0.063973 | 582.8156 | 0.0023326
2017-08-05 19:30 | 21232 | 139.5833 | 23.8603 | 23.2 | 0 | 1120.7082 | 1392175.501 | 491676.9708 | 0 | 337239.0165 | 154437.9543 | 23.7627 | 23.8627 | 23.7627 | 23.8627 | 0.083333 | 300 | 0.069685 | 546.3077 | 0.0031725
2017-08-05 19:45 | 21234.5 | 139.8125 | 23.8625 | 23.075 | 0 | 1054.2864 | 1392175.501 | 466174.0662 | 0 | 315774.6322 | 150399.434 | 23.7654 | 23.8654 | 23.7654 | 23.8654 | 0.125 | 450 | 0.075398 | 517.9712 | 0.0048908
2017-08-05 20:00 | 21236.5 | 140.0625 | 23.8655 | 22.8 | 0 | 981.5669 | 1392175.501 | 442025.4969 | 0 | 295440.4972 | 146584.9997 | 23.7685 | 23.8685 | 23.7685 | 23.8685 | 0.125 | 450 | 0.08111 | 491.1394 | 0.0049879
2017-08-05 20:15 | 21238.5 | 140.3125 | 23.8688 | 22.4 | 0 | 907.6714 | 1384885.2558 | 418299.9178 | 0 | 275410.2542 | 142889.6635 | 23.7714 | 23.8714 | 23.7714 | 23.8714 | 0.125 | 450 | 0.084135 | 464.7777 | 0.0048978
2017-08-05 20:30 | 21240.5 | 140.5625 | 23.8718 | 22 | 0 | 839.815 | 1377595.0107 | 393078.9955 | 0 | 254088.1997 | 138990.7957 | 23.7739 | 23.8739 | 23.7739 | 23.8739 | 0.125 | 450 | 0.08716 | 436.7544 | 0.0047686
2017-08-05 20:45 | 21242.5 | 140.8125 | 23.8743 | 21.6 | 0 | 783.43 | 1377595.0107 | 370308.8984 | 0 | 234849.4262 | 135459.4722 | 23.7761 | 23.8761 | 23.7761 | 23.8761 | 0.125 | 450 | 0.090185 | 411.4543 | 0.0046468
2017-08-05 21:00 | 21244.5 | 141.0625 | 23.8766 | 21.1625 | 0 | 731.2392 | 1377595.0107 | 351108.3944 | 0 | 218625.3141 | 132483.0803 | 23.778 | 23.878 | 23.778 | 23.878 | 0.125 | 450 | 0.09321 | 390.1204 | 0.0045532
2017-08-05 21:15 | 21246.5 | 141.3125 | 23.8784 | 20.6875 | 0 | 682.9182 | 1320869.2135 | 333214.1657 | 0 | 203535.5175 | 129678.6482 | 23.7796 | 23.8796 | 23.7796 | 23.8796 | 0.125 | 450 | 0.092497 | 370.238 | 0.0042883
2017-08-05 21:30 | 21248.5 | 141.5625 | 23.8799 | 20.2125 | 0 | 638.4466 | 1264143.4163 | 316907.4358 | 0 | 189856.9016 | 127050.5342 | 23.7808 | 23.8808 | 23.7808 | 23.8808 | 0.125 | 450 | 0.091785 | 352.1194 | 0.0040463
2017-08-05 21:45 | 21250.5 | 141.8125 | 23.881 | 19.7375 | 0 | 596.7308 | 1264143.4163 | 302290.3877 | 0 | 177645.9772 | 124644.4105 | 23.7816 | 23.8816 | 23.7816 | 23.8816 | 0.125 | 450 | 0.091073 | 335.8782 | 0.0038297
2017-08-05 22:00 | 21252 | 142 | 23.8814 | 19.5 | 0 | 577.9365 | 1264143.4163 | 295139.5987 | 0 | 171672.7745 | 123466.8242 | 23.7819 | 23.8819 | 23.7819 | 23.8819 | 0.25 | 900 | 0.09036 | 327.9329 | 0.007408
2017-08-05 22:15 | 21253 | 142.25 | 23.8802 | 19.25 | 0 | 481.6178 | 1264143.4163 | 281991.4025 | 0 | 160691.2503 | 121300.1522 | 23.7822 | 23.8822 | 23.7822 | 23.8822 | 0.25 | 900 | 0.0874 | 313.3238 | 0.0068461
2017-08-05 22:30 | 21254.5 | 142.5625 | 23.8814 | 18.875 | 0 | 404.1103 | 1009469.0009 | 242792.2321 | 0 | 127905.6251 | 114886.607 | 23.7822 | 23.8822 | 23.7822 | 23.8822 | 0.125 | 450 | 0.08444 | 269.7691 | 0.0028545
2017-08-05 22:45 | 21256.5 | 142.8125 | 23.882 | 18.625 | 0 | 365.7034 | 1009469.0009 | 226776.9747 | 0 | 114512.9878 | 112263.9869 | 23.782 | 23.882 | 23.782 | 23.882 | 0.125 | 450 | 0.08148 | 251.9744 | 0.0025716
2017-08-05 23:00 | 21258 | 143 | 23.8819 | 18.5 | 0 | 345.0009 | 1009469.0009 | 219807.657 | 0 | 108686.6273 | 111121.0298 | 23.7818 | 23.8818 | 23.7818 | 23.8818 | 0.25 | 900 | 0.07852 | 244.2307 | 0.0047942
2017-08-05 23:15 | 21259 | 143.25 | 23.878 | 18.2 | 0 | 264.6258 | 1009469.0009 | 206682.4645 | 0 | 97705.2879 | 108977.1766 | 23.7814 | 23.8814 | 23.7814 | 23.8814 | 0.25 | 900 | 0.078077 | 229.6472 | 0.0044826
2017-08-05 23:30 | 21260 | 143.5 | 23.8768 | 17.9 | 0 | 212.2909 | 787730.259 | 179556.2971 | 0 | 74998.1257 | 104558.1714 | 23.7806 | 23.8806 | 23.7806 | 23.8806 | 0.25 | 900 | 0.077635 | 199.507 | 0.0038722
2017-08-05 23:45 | 21261 | 143.75 | 23.8757 | 17.6 | 0 | 171.1543 | 787730.259 | 161353.2645 | 0 | 59758.3321 | 101594.9324 | 23.7797 | 23.8797 | 23.7797 | 23.8797 | 0.25 | 900 | 0.077192 | 179.2814 | 0.0034598
2017-08-06 | 21262 | 144 | 23.8743 | 17.3 | 0 | 130.729 | 787730.259 | 146812.0915 | 0 | 47584.1075 | 99227.984 | 23.7785 | 23.8785 | 23.7785 | 23.8785 | 0.25 | 900 | 0.077192 | 163.1245 | 0.003148

## Details_2025-09-24
datetime | Unnamed: 0 | sim_time | Zone Air Temperature,LIVING_UNIT1 | Site Outdoor Air Drybulb Temperature,ENVIRONMENT | Zone Air System Sensible Heating Rate,LIVING_UNIT1 | Zone Air System Sensible Cooling Rate,LIVING_UNIT1 | Electricity:Building | Electricity:HVAC | Heating:Electricity | Cooling:Electricity | Fans:Electricity | Zone Thermostat Heating Setpoint Temperature,LIVING_UNIT1 | Zone Thermostat Cooling Setpoint Temperature,LIVING_UNIT1 | Zone Temperature Control,Heating Setpoint,LIVING_UNIT1 | Zone Temperature Control,Cooling Setpoint,LIVING_UNIT1 | dt_hours | dt_seconds | current_price | P_total_W | step_cost_real
2017-09-24 | 23550 | 120 | 22.4008 | 12.2 | 0 | 35.9851 | 787730.259 | 90000 | 0 | 0 | 0 | 22.35 | 22.45 | 22.35 | 22.45 | 0.25 | 900 | 0.0734 | 0 | 0
2017-09-24 00:15 | 23551 | 120.25 | 22.3555 | 12.075 | 79.1923 | 0 | 787730.259 | 90000 | 0 | 0 | 90000 | 22.3527 | 22.4527 | 22.3527 | 22.4527 | 0.25 | 900 | 0.072238 | 100 | 0.0018059
2017-09-24 00:30 | 23552 | 120.5 | 22.3456 | 11.95 | 148.5814 | 0 | 613262.9701 | 126306.787 | 32504.7343 | 0 | 93802.0527 | 22.3554 | 22.4554 | 22.3554 | 22.4554 | 0.25 | 900 | 0.071075 | 140.3409 | 0.0024937
2017-09-24 00:45 | 23553 | 120.75 | 22.3477 | 11.825 | 196.4729 | 0 | 613262.9701 | 148569.1471 | 52426.7906 | 0 | 96142.3565 | 22.358 | 22.458 | 22.358 | 22.458 | 0.25 | 900 | 0.069913 | 165.0768 | 0.0028852
2017-09-24 01:00 | 23554 | 121 | 22.35 | 11.7 | 240.329 | 0 | 613262.9701 | 164048.9675 | 66271.7896 | 0 | 97777.1779 | 22.3604 | 22.4604 | 22.3604 | 22.4604 | 0.25 | 900 | 0.06875 | 182.2766 | 0.0031329
2017-09-24 01:15 | 23555 | 121.25 | 22.363 | 11.725 | 297.7 | 0 | 613262.9701 | 178218.5684 | 78939.5727 | 0 | 99278.9957 | 22.3627 | 22.4627 | 22.3627 | 22.4627 | 0.25 | 900 | 0.068698 | 198.0206 | 0.0034009
2017-09-24 01:30 | 23556 | 121.5 | 22.3659 | 11.75 | 322.3247 | 0 | 562337.4017 | 196129.6341 | 94969.9997 | 0 | 101159.6344 | 22.3651 | 22.4651 | 22.3651 | 22.4651 | 0.25 | 900 | 0.068645 | 217.9218 | 0.0037398
2017-09-24 01:45 | 23557 | 121.75 | 22.369 | 11.775 | 371.6036 | 0 | 562337.4017 | 203553.938 | 101617.1393 | 0 | 101936.7988 | 22.3674 | 22.4674 | 22.3674 | 22.4674 | 0.25 | 900 | 0.068593 | 226.171 | 0.0038784
2017-09-24 02:00 | 23558 | 122 | 22.3719 | 11.8 | 406.5155 | 0 | 562337.4017 | 218676.9953 | 115154.4329 | 0 | 103522.5625 | 22.3698 | 22.4698 | 22.3698 | 22.4698 | 0.25 | 900 | 0.06854 | 242.9744 | 0.0041634
2017-09-24 02:15 | 23559 | 122.25 | 22.3824 | 11.725 | 445.6868 | 0 | 562337.4017 | 229318.3484 | 124681.7939 | 0 | 104636.5545 | 22.3721 | 22.4721 | 22.3721 | 22.4721 | 0.25 | 900 | 0.070078 | 254.7982 | 0.0044639
2017-09-24 02:30 | 23560 | 122.5 | 22.3851 | 11.65 | 456.0557 | 0 | 545753.3182 | 241868.0822 | 135899.0054 | 0 | 105969.0768 | 22.3744 | 22.4744 | 22.3744 | 22.4744 | 0.25 | 900 | 0.071615 | 268.7423 | 0.0048115
2017-09-24 02:45 | 23561 | 122.75 | 22.3878 | 11.575 | 484.9639 | 0 | 545753.3182 | 245357.4842 | 139007.0764 | 0 | 106350.4078 | 22.3767 | 22.4767 | 22.3767 | 22.4767 | 0.25 | 900 | 0.073152 | 272.6194 | 0.0049857
2017-09-24 03:00 | 23562 | 123 | 22.3902 | 11.5 | 503.1608 | 0 | 545753.3182 | 254682.3259 | 147335.2276 | 0 | 107347.0983 | 22.3788 | 22.4788 | 22.3788 | 22.4788 | 0.25 | 900 | 0.07469 | 282.9804 | 0.005284
2017-09-24 03:15 | 23563 | 123.25 | 22.3874 | 11.575 | 519.4076 | 0 | 545753.3182 | 260723.7463 | 152724.3671 | 0 | 107999.3793 | 22.3809 | 22.4809 | 22.3809 | 22.4809 | 0.25 | 900 | 0.07274 | 289.6931 | 0.0052681
2017-09-24 03:30 | 23564 | 123.5 | 22.3897 | 11.65 | 550.8534 | 0 | 533363.667 | 265262.759 | 156801.1524 | 0 | 108461.6066 | 22.383 | 22.483 | 22.383 | 22.483 | 0.25 | 900 | 0.07079 | 294.7364 | 0.0052161
2017-09-24 03:45 | 23565 | 123.75 | 22.3921 | 11.725 | 567.0867 | 0 | 533363.667 | 274561.0817 | 165137.1771 | 0 | 109423.9046 | 22.3852 | 22.4852 | 22.3852 | 22.4852 | 0.25 | 900 | 0.06884 | 305.0679 | 0.0052502
2017-09-24 04:00 | 23566 | 124 | 22.3948 | 11.8 | 587.0169 | 0 | 533363.667 | 279075.6043 | 169194.1204 | 0 | 109881.484 | 22.3874 | 22.4874 | 22.3874 | 22.4874 | 0.25 | 900 | 0.06689 | 310.084 | 0.0051854
2017-09-24 04:15 | 23567 | 124.25 | 22.3964 | 11.875 | 590.8562 | 0 | 533363.667 | 284700.2719 | 174245.3845 | 0 | 110454.8875 | 22.3897 | 22.4897 | 22.3897 | 22.4897 | 0.25 | 900 | 0.063473 | 316.3336 | 0.0050196
2017-09-24 04:30 | 23568 | 124.5 | 22.3963 | 11.95 | 635.774 | 0 | 566989.6412 | 285375.0165 | 174867.3067 | 0 | 110507.7098 | 22.392 | 22.492 | 22.392 | 22.492 | 0.25 | 900 | 0.060055 | 317.0834 | 0.0047606
2017-09-24 04:45 | 23569 | 124.75 | 22.3993 | 12.025 | 665.149 | 0 | 566989.6412 | 298500.9902 | 186634.7438 | 0 | 111866.2465 | 22.3943 | 22.4943 | 22.3943 | 22.4943 | 0.25 | 900 | 0.056638 | 331.6678 | 0.0046962
2017-09-24 05:00 | 23570 | 125 | 22.4019 | 12.1 | 684.0078 | 0 | 566989.6412 | 306935.807 | 194204.9537 | 0 | 112730.8533 | 22.3967 | 22.4967 | 22.3967 | 22.4967 | 0.25 | 900 | 0.05322 | 341.0398 | 0.0045375
2017-09-24 05:15 | 23571 | 125.25 | 22.4208 | 12.15 | 667.2315 | 0 | 566989.6412 | 312092.7406 | 198841.9534 | 0 | 113250.7871 | 22.3991 | 22.4991 | 22.3991 | 22.4991 | 0.25 | 900 | 0.052875 | 346.7697 | 0.0045839
2017-09-24 05:30 | 23572 | 125.5 | 22.4228 | 12.2 | 612.915 | 0 | 696064.4026 | 306920.2529 | 194224.2433 | 0 | 112696.0096 | 22.4016 | 22.5016 | 22.4016 | 22.5016 | 0.25 | 900 | 0.05253 | 341.0225 | 0.0044785
2017-09-24 05:45 | 23573 | 125.75 | 22.4246 | 12.25 | 567.5952 | 0 | 696064.4026 | 289851.1178 | 178953.2348 | 0 | 110897.883 | 22.4041 | 22.5041 | 22.4041 | 22.5041 | 0.25 | 900 | 0.052185 | 322.0568 | 0.0042016
2017-09-24 06:00 | 23574 | 126 | 22.4252 | 12.3 | 533.4319 | 0 | 696064.4026 | 275797.7163 | 166380.6955 | 0 | 109417.0208 | 22.4066 | 22.5066 | 22.4066 | 22.5066 | 0.25 | 900 | 0.05184 | 306.4419 | 0.0039715
2017-09-24 06:15 | 23575 | 126.25 | 22.4106 | 12.2 | 498.8733 | 0 | 696064.4026 | 265102.2141 | 156813.6089 | 0 | 108288.6052 | 22.4091 | 22.5091 | 22.4091 | 22.5091 | 0.25 | 900 | 0.060443 | 294.558 | 0.004451
2017-09-24 06:30 | 23576 | 126.5 | 22.4128 | 12.1 | 534.5579 | 0 | 832563.7912 | 254896.1332 | 147653.397 | 0 | 107242.7362 | 22.4116 | 22.5116 | 22.4116 | 22.5116 | 0.25 | 900 | 0.069045 | 283.2179 | 0.0048887
2017-09-24 06:45 | 23577 | 126.75 | 22.4137 | 12 | 423.029 | 0 | 832563.7912 | 266572.7699 | 158087.4476 | 0 | 108485.3223 | 22.4139 | 22.5139 | 22.4139 | 22.5139 | 0.25 | 900 | 0.077647 | 296.192 | 0.0057496
2017-09-24 07:00 | 23578 | 127 | 22.4147 | 11.9 | 359.0213 | 0 | 832563.7912 | 233177.8638 | 128171.0831 | 0 | 105006.7807 | 22.4162 | 22.5162 | 22.4162 | 22.5162 | 0.25 | 900 | 0.08625 | 259.0865 | 0.0055866
2017-09-24 07:15 | 23579 | 127.25 | 22.4229 | 12.075 | 315.8707 | 0 | 832563.7912 | 214106.2056 | 111083.1093 | 0 | 103023.0963 | 22.4184 | 22.5184 | 22.4184 | 22.5184 | 0.25 | 900 | 0.093955 | 237.8958 | 0.0055879
2017-09-24 07:30 | 23580 | 127.5 | 22.4248 | 12.25 | 274.9947 | 0 | 917156.0991 | 200181.2881 | 98643.0854 | 0 | 101538.2026 | 22.4207 | 22.5207 | 22.4207 | 22.5207 | 0.25 | 900 | 0.10166 | 222.4237 | 0.0056529
2017-09-24 07:45 | 23581 | 127.75 | 22.4262 | 12.425 | 203.2108 | 0 | 917156.0991 | 186747.2197 | 86636.5315 | 0 | 100110.6882 | 22.4231 | 22.5231 | 22.4231 | 22.5231 | 0.25 | 900 | 0.10937 | 207.4969 | 0.0056732
2017-09-24 08:00 | 23582 | 128 | 22.4274 | 12.6 | 116.0909 | 0 | 917156.0991 | 163965.4244 | 66251.3208 | 0 | 97714.1036 | 22.4256 | 22.5256 | 22.4256 | 22.5256 | 0.25 | 900 | 0.11707 | 182.1838 | 0.0053321
2017-09-24 08:15 | 23583 | 128.25 | 22.4342 | 12.725 | 178.5539 | 0 | 917156.0991 | 136564.3087 | 41717.8201 | 0 | 94846.4885 | 22.4283 | 22.5283 | 22.4283 | 22.5283 | 0.25 | 900 | 0.10799 | 151.7381 | 0.0040965
2017-09-24 08:30 | 23584 | 128.5 | 22.4358 | 12.85 | 70.3778 | 0 | 802160.3193 | 155306.0194 | 58518.6949 | 0 | 96787.3246 | 22.431 | 22.531 | 22.431 | 22.531 | 0.25 | 900 | 0.09891 | 172.5622 | 0.004267
2017-09-24 08:45 | 23585 | 128.75 | 22.4347 | 12.975 | 0 | 31.7143 | 802160.3193 | 121713.1372 | 28421.9117 | 0 | 93291.2255 | 22.4338 | 22.5338 | 22.4338 | 22.5338 | 0.25 | 900 | 0.08983 | 135.2368 | 0.0030371
2017-09-24 09:00 | 23586 | 129 | 22.4919 | 13.1 | 0 | 32.639 | 802160.3193 | 90000 | 0 | 0 | 90000 | 22.4367 | 22.5367 | 22.4367 | 22.5367 | 0.25 | 900 | 0.08075 | 100 | 0.0020187
2017-09-24 09:15 | 23587.5 | 129.3125 | 22.5409 | 13.625 | 0 | 175.2911 | 778840.1775 | 102803.8597 | 0 | 10685.3224 | 92118.5374 | 22.4413 | 22.5413 | 22.4413 | 22.5413 | 0.125 | 450 | 0.076813 | 114.2265 | 0.0010876
2017-09-24 09:30 | 23589.5 | 129.5625 | 22.5447 | 13.975 | 0 | 268.8353 | 755520.0357 | 136810.7855 | 0 | 39063.6146 | 97747.1709 | 22.4446 | 22.5446 | 22.4446 | 22.5446 | 0.125 | 450 | 0.072875 | 152.012 | 0.0013704
2017-09-24 09:45 | 23591.5 | 129.8125 | 22.5482 | 14.325 | 0 | 362.5098 | 755520.0357 | 172496.3613 | 0 | 68839.0137 | 103657.3477 | 22.4482 | 22.5482 | 22.4482 | 22.5482 | 0.125 | 450 | 0.068937 | 191.6626 | 0.0016423
2017-09-24 10:00 | 23593 | 130 | 22.55 | 14.5 | 0 | 412.1824 | 755520.0357 | 186978.8712 | 0 | 80921.443 | 106057.4283 | 22.4501 | 22.5501 | 22.4501 | 22.5501 | 0.25 | 900 | 0.065 | 207.7543 | 0.003376
2017-09-24 10:15 | 23594 | 130.25 | 22.5574 | 14.55 | 0 | 484.3997 | 755520.0357 | 214564.2563 | 0 | 103930.0563 | 110634.2001 | 22.4541 | 22.5541 | 22.4541 | 22.5541 | 0.25 | 900 | 0.063245 | 238.4047 | 0.0037695
2017-09-24 10:30 | 23595 | 130.5 | 22.5527 | 14.6 | 0 | 560.7672 | 771370.9002 | 239496.1162 | 0 | 124721.2922 | 114774.824 | 22.458 | 22.558 | 22.458 | 22.558 | 0.25 | 900 | 0.06149 | 266.1068 | 0.0040907
2017-09-24 10:45 | 23596 | 130.75 | 22.5584 | 14.65 | 0 | 556.6082 | 771370.9002 | 263256.0643 | 0 | 144529.0918 | 118726.9726 | 22.462 | 22.562 | 22.462 | 22.562 | 0.25 | 900 | 0.059735 | 292.5067 | 0.0043682
2017-09-24 11:00 | 23597 | 131 | 22.5629 | 14.7 | 0 | 565.0755 | 771370.9002 | 260920.5984 | 0 | 142554.9796 | 118365.6188 | 22.4661 | 22.5661 | 22.4661 | 22.5661 | 0.25 | 900 | 0.05798 | 289.9118 | 0.0042023
2017-09-24 11:15 | 23598.5 | 131.3125 | 22.5724 | 15.225 | 0 | 552.4828 | 778056.2848 | 260673.6714 | 0 | 142305.1381 | 118368.5333 | 22.4722 | 22.5722 | 22.4722 | 22.5722 | 0.125 | 450 | 0.05026 | 289.6374 | 0.0018205
2017-09-24 11:30 | 23600.5 | 131.5625 | 22.576 | 15.575 | 0 | 539.1895 | 784741.6695 | 258637.5576 | 0 | 140574.4919 | 118063.0658 | 22.4766 | 22.5766 | 22.4766 | 22.5766 | 0.125 | 450 | 0.04254 | 287.3751 | 0.0015282
2017-09-24 11:45 | 23602.5 | 131.8125 | 22.5806 | 15.925 | 0 | 519.4751 | 784741.6695 | 255295.6815 | 0 | 137760.3748 | 117535.3067 | 22.4812 | 22.5812 | 22.4812 | 22.5812 | 0.125 | 450 | 0.03482 | 283.6619 | 0.0012357
2017-09-24 12:00 | 23604 | 132 | 22.5829 | 16.1 | 0 | 517.9163 | 784741.6695 | 252132.9262 | 0 | 135113.0453 | 117019.8809 | 22.4836 | 22.5836 | 22.4836 | 22.5836 | 0.25 | 900 | 0.0271 | 280.1477 | 0.001898
2017-09-24 12:15 | 23605 | 132.25 | 22.5854 | 16.2 | 0 | 475.5253 | 784741.6695 | 245161.3024 | 0 | 129279.2053 | 115882.0971 | 22.4886 | 22.5886 | 22.4886 | 22.5886 | 0.25 | 900 | 0.02267 | 272.4014 | 0.0015438
2017-09-24 12:30 | 23606 | 132.5 | 22.59 | 16.3 | 0 | 417.4496 | 774510.3167 | 244501.2566 | 0 | 120618.8973 | 123882.3593 | 22.4937 | 22.5937 | 22.4937 | 22.5937 | 0.25 | 900 | 0.01824 | 271.6681 | 0.0012388
2017-09-24 12:45 | 23607 | 132.75 | 22.596 | 16.4 | 0 | 376.0143 | 774510.3167 | 226704.5305 | 0 | 105780.475 | 120924.0555 | 22.4987 | 22.5987 | 22.4987 | 22.5987 | 0.25 | 900 | 0.01381 | 251.8939 | 0.00086966
2017-09-24 13:00 | 23608 | 133 | 22.6022 | 16.5 | 0 | 343.8356 | 774510.3167 | 213893.8109 | 0 | 95096.0226 | 118797.7883 | 22.5039 | 22.6039 | 22.5039 | 22.6039 | 0.25 | 900 | 0.00938 | 237.6598 | 0.00055731
2017-09-24 13:15 | 23609 | 133.25 | 22.6109 | 16.375 | 0 | 316.7662 | 774510.3167 | 204018.2666 | 0 | 86860.8142 | 117157.4524 | 22.5091 | 22.6091 | 22.5091 | 22.6091 | 0.25 | 900 | 0.010393 | 226.687 | 0.00058896
2017-09-24 13:30 | 23610 | 133.5 | 22.6164 | 16.25 | 0 | 301.055 | 761050.4743 | 195081.7915 | 0 | 79410.3088 | 115671.4827 | 22.5141 | 22.6141 | 22.5141 | 22.6141 | 0.25 | 900 | 0.011405 | 216.7575 | 0.00061803
2017-09-24 13:45 | 23611 | 133.75 | 22.6218 | 16.125 | 0 | 277.1661 | 761050.4743 | 189635.1917 | 0 | 74866.8418 | 114768.3499 | 22.5191 | 22.6191 | 22.5191 | 22.6191 | 0.25 | 900 | 0.012417 | 210.7058 | 0.00065411
2017-09-24 14:00 | 23612 | 134 | 22.627 | 16 | 0 | 255.4334 | 761050.4743 | 181748.5381 | 0 | 68292.9446 | 113455.5935 | 22.5239 | 22.6239 | 22.5239 | 22.6239 | 0.25 | 900 | 0.01343 | 201.9428 | 0.00067802
2017-09-24 14:15 | 23613.5 | 134.3125 | 22.6329 | 15.6625 | 0 | 232.4843 | 763332.6768 | 168788.2567 | 0 | 59627.2981 | 109160.9586 | 22.5308 | 22.6308 | 22.5308 | 22.6308 | 0.125 | 450 | 0.01355 | 187.5425 | 0.00031838
2017-09-24 14:30 | 23615 | 134.5 | 22.6329 | 15.55 | 0 | 222.5816 | 765614.8792 | 163007.3867 | 0 | 56945.2207 | 106062.1659 | 22.5331 | 22.6331 | 22.5331 | 22.6331 | 0.25 | 900 | 0.01367 | 181.1193 | 0.00061898
2017-09-24 14:45 | 23616 | 134.75 | 22.6434 | 15.325 | 0 | 180.4536 | 765614.8792 | 154119.5125 | 0 | 53358.8086 | 100760.7039 | 22.5374 | 22.6374 | 22.5374 | 22.6374 | 0.25 | 900 | 0.01379 | 171.2439 | 0.00059036
2017-09-24 15:00 | 23617 | 135 | 22.6484 | 15.1 | 0 | 165.3444 | 765614.8792 | 139955.4103 | 0 | 41570.0196 | 98385.3907 | 22.5415 | 22.6415 | 22.5415 | 22.6415 | 0.25 | 900 | 0.01391 | 155.506 | 0.00054077
2017-09-24 15:15 | 23618 | 135.25 | 22.6557 | 15 | 0 | 146.622 | 765614.8792 | 134852.6925 | 0 | 37323.8824 | 97528.8101 | 22.5454 | 22.6454 | 22.5454 | 22.6454 | 0.25 | 900 | 0.024217 | 149.8363 | 0.00090717
2017-09-24 15:30 | 23619 | 135.5 | 22.6613 | 14.9 | 0 | 131.0037 | 833027.0814 | 128929.8389 | 0 | 32395.1915 | 96534.6474 | 22.5492 | 22.6492 | 22.5492 | 22.6492 | 0.25 | 900 | 0.034525 | 143.2554 | 0.0012365
2017-09-24 15:45 | 23620 | 135.75 | 22.664 | 14.8 | 0 | 106.7032 | 833027.0814 | 124017.6147 | 0 | 28308.5206 | 95709.0941 | 22.5529 | 22.6529 | 22.5529 | 22.6529 | 0.25 | 900 | 0.044832 | 137.7973 | 0.0015444
2017-09-24 16:00 | 23621 | 136 | 22.668 | 14.7 | 0 | 73.4241 | 833027.0814 | 116564.2521 | 0 | 22107.4225 | 94456.8296 | 22.5565 | 22.6565 | 22.5565 | 22.6565 | 0.25 | 900 | 0.05514 | 129.5158 | 0.0017854
2017-09-24 16:15 | 23622 | 136.25 | 22.6375 | 14.35 | 0 | 104.7199 | 833027.0814 | 106367.8472 | 0 | 13622.8281 | 92745.0191 | 22.56 | 22.66 | 22.56 | 22.66 | 0.25 | 900 | 0.059443 | 118.1865 | 0.0017563
2017-09-24 16:30 | 23623 | 136.5 | 22.6015 | 14 | 0 | 23.5023 | 1054199.8844 | 115283.0718 | 0 | 21045.3156 | 94237.7563 | 22.5633 | 22.6633 | 22.5633 | 22.6633 | 0.25 | 900 | 0.063745 | 128.0923 | 0.0020413
2017-09-24 16:45 | 23624.5 | 136.8125 | 22.5691 | 13.475 | 116.7309 | 0 | 1054199.8844 | 100223.4789 | 9172.1223 | 0 | 91051.3566 | 22.5675 | 22.6675 | 22.5675 | 22.6675 | 0.125 | 450 | 0.068047 | 111.3594 | 0.00094077
2017-09-24 17:00 | 23626 | 137 | 22.5704 | 13.3 | 155.8387 | 0 | 1054199.8844 | 110446.9578 | 18344.2446 | 0 | 92102.7132 | 22.5689 | 22.6689 | 22.5689 | 22.6689 | 0.25 | 900 | 0.07235 | 122.7188 | 0.0022197
2017-09-24 17:15 | 23627 | 137.25 | 22.5847 | 13.275 | 116.3856 | 0 | 1054199.8844 | 152035.6467 | 55630.6658 | 0 | 96404.9809 | 22.5712 | 22.6712 | 22.5712 | 22.6712 | 0.25 | 900 | 0.078315 | 168.9285 | 0.0033074
2017-09-24 17:30 | 23628 | 137.5 | 22.5826 | 13.25 | 138.2908 | 0 | 1330183.6065 | 134872.9802 | 40238.6677 | 0 | 94634.3125 | 22.5736 | 22.6736 | 22.5736 | 22.6736 | 0.25 | 900 | 0.08428 | 149.8589 | 0.0031575
2017-09-24 17:45 | 23629 | 137.75 | 22.5906 | 13.225 | 188.555 | 0 | 1330183.6065 | 141409.5215 | 46098.6239 | 0 | 95310.8976 | 22.5759 | 22.6759 | 22.5759 | 22.6759 | 0.25 | 900 | 0.090245 | 157.1217 | 0.0035449
2017-09-24 18:00 | 23630 | 138 | 22.5945 | 13.2 | 187.9209 | 0 | 1330183.6065 | 156805.4546 | 59902.0975 | 0 | 96903.3571 | 22.5782 | 22.6782 | 22.5782 | 22.6782 | 0.25 | 900 | 0.09621 | 174.2283 | 0.0041906
2017-09-24 18:15 | 23631 | 138.25 | 22.5924 | 13.15 | 89.0115 | 0 | 1330183.6065 | 156661.6926 | 59771.2221 | 0 | 96890.4705 | 22.5804 | 22.6804 | 22.5804 | 22.6804 | 0.25 | 900 | 0.098507 | 174.0685 | 0.0042868
2017-09-24 18:30 | 23632 | 138.5 | 22.5946 | 13.1 | 103.7051 | 0 | 1419081.7863 | 126770.4741 | 32967.5272 | 0 | 93802.947 | 22.5826 | 22.6826 | 22.5826 | 22.6826 | 0.25 | 900 | 0.10081 | 140.8561 | 0.0035497
2017-09-24 18:45 | 23633 | 138.75 | 22.5966 | 13.05 | 101.3101 | 0 | 1419081.7863 | 131454.0328 | 37164.2369 | 0 | 94289.796 | 22.5848 | 22.6848 | 22.5848 | 22.6848 | 0.25 | 900 | 0.1031 | 146.06 | 0.0037648
2017-09-24 19:00 | 23634 | 139 | 22.5991 | 13 | 99.6068 | 0 | 1419081.7863 | 130899.685 | 36664.8262 | 0 | 94234.8588 | 22.5869 | 22.6869 | 22.5869 | 22.6869 | 0.25 | 900 | 0.1054 | 145.4441 | 0.0038325
2017-09-24 19:15 | 23635 | 139.25 | 22.5843 | 13 | 87.0746 | 0 | 1419081.7863 | 130559.9052 | 36357.8154 | 0 | 94202.0898 | 22.589 | 22.689 | 22.589 | 22.689 | 0.25 | 900 | 0.10895 | 145.0666 | 0.0039513
2017-09-24 19:30 | 23636 | 139.5 | 22.5872 | 13 | 141.4264 | 0 | 1392175.501 | 126541.9446 | 32756.1239 | 0 | 93785.8208 | 22.591 | 22.691 | 22.591 | 22.691 | 0.25 | 900 | 0.1125 | 140.6022 | 0.0039544
2017-09-24 19:45 | 23637 | 139.75 | 22.5893 | 13 | 145.2346 | 0 | 1392175.501 | 143276.5723 | 47757.0096 | 0 | 95519.5627 | 22.593 | 22.693 | 22.593 | 22.693 | 0.25 | 900 | 0.11605 | 159.1962 | 0.0046187
2017-09-24 20:00 | 23638 | 140 | 22.5916 | 13 | 170.1285 | 0 | 1392175.501 | 144435.8191 | 48796.1561 | 0 | 95639.6631 | 22.595 | 22.695 | 22.595 | 22.695 | 0.25 | 900 | 0.1196 | 160.4842 | 0.0047985
2017-09-24 20:15 | 23639 | 140.25 | 22.6059 | 12.875 | 187.5334 | 0 | 1392175.501 | 152017.1805 | 55592.0728 | 0 | 96425.1077 | 22.597 | 22.697 | 22.597 | 22.697 | 0.25 | 900 | 0.11278 | 168.908 | 0.0047623
2017-09-24 20:30 | 23640 | 140.5 | 22.6074 | 12.75 | 168.0729 | 0 | 1377595.0107 | 157932.1842 | 60884.1366 | 0 | 97048.0476 | 22.5989 | 22.6989 | 22.5989 | 22.6989 | 0.25 | 900 | 0.10595 | 175.4802 | 0.0046483
2017-09-24 20:45 | 23641 | 140.75 | 22.6102 | 12.625 | 183.7975 | 0 | 1377595.0107 | 152344.5391 | 55866.877 | 0 | 96477.6622 | 22.6007 | 22.7007 | 22.6007 | 22.7007 | 0.25 | 900 | 0.099132 | 169.2717 | 0.0041951
2017-09-24 21:00 | 23642 | 141 | 22.6121 | 12.5 | 180.6914 | 0 | 1377595.0107 | 157649.3275 | 60610.3163 | 0 | 97039.0113 | 22.6024 | 22.7024 | 22.6024 | 22.7024 | 0.25 | 900 | 0.09231 | 175.1659 | 0.0040424
2017-09-24 21:15 | 23643 | 141.25 | 22.6095 | 12.375 | 185.2898 | 0 | 1377595.0107 | 157183.577 | 60182.8816 | 0 | 97000.6954 | 22.604 | 22.704 | 22.604 | 22.704 | 0.25 | 900 | 0.090722 | 174.6484 | 0.0039611
2017-09-24 21:30 | 23644 | 141.5 | 22.6112 | 12.25 | 208.0017 | 0 | 1264143.4163 | 159035.4938 | 61831.3583 | 0 | 97204.1355 | 22.6055 | 22.7055 | 22.6055 | 22.7055 | 0.25 | 900 | 0.089135 | 176.7061 | 0.0039377
2017-09-24 21:45 | 23645 | 141.75 | 22.6127 | 12.125 | 216.3462 | 0 | 1264143.4163 | 166574.6535 | 68572.1243 | 0 | 98002.5291 | 22.6069 | 22.7069 | 22.6069 | 22.7069 | 0.25 | 900 | 0.087548 | 185.0829 | 0.0040509
2017-09-24 22:00 | 23646 | 142 | 22.6142 | 12 | 228.8831 | 0 | 1264143.4163 | 169667.6087 | 71329.6813 | 0 | 98337.9274 | 22.6081 | 22.7081 | 22.6081 | 22.7081 | 0.25 | 900 | 0.08596 | 188.5196 | 0.0040513
2017-09-24 22:15 | 23647 | 142.25 | 22.6143 | 11.725 | 295.711 | 0 | 1264143.4163 | 174069.8882 | 75258.3419 | 0 | 98811.5463 | 22.6093 | 22.7093 | 22.6093 | 22.7093 | 0.25 | 900 | 0.081982 | 193.411 | 0.0039641
2017-09-24 22:30 | 23648 | 142.5 | 22.6168 | 11.45 | 332.1348 | 0 | 1009469.0009 | 195902.346 | 94766.6111 | 0 | 101135.7348 | 22.6103 | 22.7103 | 22.6103 | 22.7103 | 0.25 | 900 | 0.078005 | 217.6693 | 0.0042448
2017-09-24 22:45 | 23649 | 142.75 | 22.6167 | 11.175 | 355.5161 | 0 | 1009469.0009 | 208541.7419 | 106036.5346 | 0 | 102505.2073 | 22.611 | 22.711 | 22.611 | 22.711 | 0.25 | 900 | 0.074027 | 231.713 | 0.0042883
2017-09-24 23:00 | 23650 | 143 | 22.6142 | 10.9 | 387.0552 | 0 | 1009469.0009 | 217178.3822 | 113718.4471 | 0 | 103459.935 | 22.6115 | 22.7115 | 22.6115 | 22.7115 | 0.25 | 900 | 0.07005 | 241.3093 | 0.0042259
2017-09-24 23:15 | 23651 | 143.25 | 22.6139 | 10.825 | 462.284 | 0 | 1009469.0009 | 228448.8798 | 123748.3789 | 0 | 104700.5009 | 22.6118 | 22.7118 | 22.6118 | 22.7118 | 0.25 | 900 | 0.069445 | 253.8321 | 0.0044068
2017-09-24 23:30 | 23652 | 143.5 | 22.6145 | 10.75 | 505.376 | 0 | 787730.259 | 252488.4592 | 145220.1037 | 0 | 107268.3555 | 22.6121 | 22.7121 | 22.6121 | 22.7121 | 0.25 | 900 | 0.06884 | 280.5427 | 0.0048281
2017-09-24 23:45 | 23653 | 143.75 | 22.6151 | 10.675 | 542.2014 | 0 | 787730.259 | 266449.4377 | 157680.7178 | 0 | 108768.7199 | 22.6123 | 22.7123 | 22.6123 | 22.7123 | 0.25 | 900 | 0.068235 | 296.0549 | 0.0050503
2017-09-25 | 23654 | 144 | 22.6155 | 10.6 | 576.8032 | 0 | 787730.259 | 278434.256 | 168372.9006 | 0 | 110061.3554 | 22.6124 | 22.7124 | 22.6124 | 22.7124 | 0.25 | 900 | 0.068235 | 309.3714 | 0.0052775

## Details_2025-10-04
datetime | Unnamed: 0 | sim_time | Zone Air Temperature,LIVING_UNIT1 | Site Outdoor Air Drybulb Temperature,ENVIRONMENT | Zone Air System Sensible Heating Rate,LIVING_UNIT1 | Zone Air System Sensible Cooling Rate,LIVING_UNIT1 | Electricity:Building | Electricity:HVAC | Heating:Electricity | Cooling:Electricity | Fans:Electricity | Zone Thermostat Heating Setpoint Temperature,LIVING_UNIT1 | Zone Thermostat Cooling Setpoint Temperature,LIVING_UNIT1 | Zone Temperature Control,Heating Setpoint,LIVING_UNIT1 | Zone Temperature Control,Cooling Setpoint,LIVING_UNIT1 | dt_hours | dt_seconds | current_price | P_total_W | step_cost_real
2017-10-04 | 26520 | 120 | 19.9693 | 10.3 | 242.8892 | 0 | 787730.259 | 184888.7749 | 0 | 0 | 0 | 19.9599 | 20.0599 | 19.9599 | 20.0599 | 0.25 | 900 | 0.00594 | 0 | 0
2017-10-04 00:15 | 26521 | 120.25 | 19.9797 | 10.275 | 318.0693 | 0 | 787730.259 | 188055.7464 | 78897.912 | 0 | 109157.8345 | 19.9747 | 20.0747 | 19.9747 | 20.0747 | 0.25 | 900 | 0.00213 | 208.9508 | 0.00011127
2017-10-04 00:30 | 26522 | 120.5 | 19.9955 | 10.25 | 347.6354 | 0 | 613262.9701 | 212120.8045 | 100385.9351 | 0 | 111734.8693 | 19.9894 | 20.0894 | 19.9894 | 20.0894 | 0.25 | 900 | 0.00124 | 235.6898 | 7.3064e-05
2017-10-04 00:45 | 26523 | 120.75 | 20.011 | 10.225 | 374.6902 | 0 | 613262.9701 | 221716.1437 | 108950.992 | 0 | 112765.1518 | 20.0039 | 20.1039 | 20.0039 | 20.1039 | 0.25 | 900 | 0.00071 | 246.3513 | 4.3727e-05
2017-10-04 01:00 | 26524 | 121 | 20.0268 | 10.2 | 407.5353 | 0 | 613262.9701 | 223916.2922 | 116736.9416 | 0 | 107179.3506 | 20.0184 | 20.1184 | 20.0184 | 20.1184 | 0.25 | 900 | 0.00084 | 248.7959 | 5.2247e-05
2017-10-04 01:15 | 26525 | 121.25 | 20.0367 | 10.175 | 445.033 | 0 | 613262.9701 | 231279.7835 | 126153.6723 | 0 | 105126.1113 | 20.0328 | 20.1328 | 20.0328 | 20.1328 | 0.25 | 900 | 0.00084 | 256.9775 | 5.3965e-05
2017-10-04 01:30 | 26526 | 121.5 | 20.0514 | 10.15 | 509.1471 | 0 | 562337.4017 | 243223.054 | 136813.3701 | 0 | 106409.6839 | 20.0471 | 20.1471 | 20.0471 | 20.1471 | 0.25 | 900 | -0.00272 | 270.2478 | -0.00018377
2017-10-04 01:45 | 26527 | 121.75 | 20.0763 | 10.125 | 561.5501 | 0 | 562337.4017 | 263698.0654 | 155090.0561 | 0 | 108608.0093 | 20.0713 | 20.1713 | 20.0713 | 20.1713 | 0.25 | 900 | -0.00407 | 292.9979 | -0.00029813
2017-10-04 02:00 | 26528 | 122 | 20.1014 | 10.1 | 595.09 | 0 | 562337.4017 | 280573.2685 | 170151.3872 | 0 | 110421.8813 | 20.0953 | 20.1953 | 20.0953 | 20.1953 | 0.25 | 900 | -0.00221 | 311.7481 | -0.00017224
2017-10-04 02:15 | 26529 | 122.25 | 20.1421 | 10.15 | 630.1033 | 0 | 562337.4017 | 291344.0455 | 179761.5635 | 0 | 111582.482 | 20.1191 | 20.2191 | 20.1191 | 20.2191 | 0.25 | 900 | -0.00318 | 323.7156 | -0.00025735
2017-10-04 02:30 | 26530 | 122.5 | 20.1658 | 10.2 | 604.0282 | 0 | 545753.3182 | 302318.6853 | 189573.3078 | 0 | 112745.3775 | 20.1429 | 20.2429 | 20.1429 | 20.2429 | 0.25 | 900 | -0.00404 | 335.9097 | -0.00033927
2017-10-04 02:45 | 26531 | 122.75 | 20.1895 | 10.25 | 618.603 | 0 | 545753.3182 | 293543.5176 | 181751.1434 | 0 | 111792.3741 | 20.1665 | 20.2665 | 20.1665 | 20.2665 | 0.25 | 900 | -0.00409 | 326.1595 | -0.0003335
2017-10-04 03:00 | 26532 | 123 | 20.2128 | 10.3 | 611.1161 | 0 | 545753.3182 | 297769.5967 | 185537.951 | 0 | 112231.6456 | 20.1901 | 20.2901 | 20.1901 | 20.2901 | 0.25 | 900 | -0.00454 | 330.8551 | -0.00037552
2017-10-04 03:15 | 26533 | 123.25 | 20.222 | 10.2 | 616.319 | 0 | 545753.3182 | 295104.3358 | 183170.8928 | 0 | 111933.443 | 20.2135 | 20.3135 | 20.2135 | 20.3135 | 0.25 | 900 | -0.0045 | 327.8937 | -0.00036888
2017-10-04 03:30 | 26534 | 123.5 | 20.2457 | 10.1 | 669.3863 | 0 | 533363.667 | 297084.23 | 184912.7697 | 0 | 112171.4603 | 20.2368 | 20.3368 | 20.2368 | 20.3368 | 0.25 | 900 | -0.00464 | 330.0936 | -0.00038291
2017-10-04 03:45 | 26535 | 123.75 | 20.2691 | 10 | 682.6451 | 0 | 533363.667 | 314644.426 | 200564.3284 | 0 | 114080.0977 | 20.2599 | 20.3599 | 20.2599 | 20.3599 | 0.25 | 900 | -0.00468 | 349.6049 | -0.00040904
2017-10-04 04:00 | 26536 | 124 | 20.2927 | 9.9 | 711.1381 | 0 | 533363.667 | 319577.1093 | 204939.05 | 0 | 114638.0593 | 20.2827 | 20.3827 | 20.2827 | 20.3827 | 0.25 | 900 | -0.00468 | 355.0857 | -0.00041545
2017-10-04 04:15 | 26537 | 124.25 | 20.3272 | 9.975 | 714.5963 | 0 | 533363.667 | 485289.0465 | 369578.0235 | 0 | 115711.023 | 20.3053 | 20.4053 | 20.3053 | 20.4053 | 0.25 | 900 | -0.0047 | 539.2101 | -0.00063357
2017-10-04 04:30 | 26538 | 124.5 | 20.3494 | 10.05 | 683.5818 | 0 | 566989.6412 | 486165.1188 | 370374.9891 | 0 | 115790.1297 | 20.3279 | 20.4279 | 20.3279 | 20.4279 | 0.25 | 900 | -0.00479 | 540.1835 | -0.00064687
2017-10-04 04:45 | 26539 | 124.75 | 20.3716 | 10.125 | 683.7524 | 0 | 566989.6412 | 319841.2085 | 205189.4358 | 0 | 114651.7727 | 20.3504 | 20.4504 | 20.3504 | 20.4504 | 0.25 | 900 | -0.005 | 355.3791 | -0.00044422
2017-10-04 05:00 | 26540 | 125 | 20.3936 | 10.2 | 669.1956 | 0 | 566989.6412 | 319393.2894 | 204811.4445 | 0 | 114581.8449 | 20.3728 | 20.4728 | 20.3728 | 20.4728 | 0.25 | 900 | -0.00465 | 354.8814 | -0.00041255
2017-10-04 05:15 | 26541 | 125.25 | 20.3921 | 10.05 | 636.531 | 0 | 566989.6412 | 314363.5871 | 200342.1135 | 0 | 114021.4736 | 20.3952 | 20.4952 | 20.3952 | 20.4952 | 0.25 | 900 | -0.00473 | 349.2929 | -0.00041304
2017-10-04 05:30 | 26542 | 125.5 | 20.414 | 9.9 | 709.9693 | 0 | 696064.4026 | 304700.8077 | 191672.9288 | 0 | 113027.8789 | 20.4173 | 20.5173 | 20.4173 | 20.5173 | 0.25 | 900 | -0.00493 | 338.5565 | -0.00041727
2017-10-04 05:45 | 26543 | 125.75 | 20.4359 | 9.75 | 726.5174 | 0 | 696064.4026 | 485247.2234 | 369541.1952 | 0 | 115706.0282 | 20.4392 | 20.5392 | 20.4392 | 20.5392 | 0.25 | 900 | -0.00547 | 539.1636 | -0.00073731
2017-10-04 06:00 | 26544 | 126 | 20.4578 | 9.6 | 771.9342 | 0 | 696064.4026 | 490997.9659 | 374552.8981 | 0 | 116445.0678 | 20.4608 | 20.5608 | 20.4608 | 20.5608 | 0.25 | 900 | -0.00329 | 545.5533 | -0.00044872
2017-10-04 06:15 | 26545 | 126.25 | 20.4985 | 9.5 | 782.1259 | 0 | 696064.4026 | 504917.9071 | 386751.5054 | 0 | 118166.4017 | 20.4822 | 20.5822 | 20.4822 | 20.5822 | 0.25 | 900 | -0.00406 | 561.0199 | -0.00056944
2017-10-04 06:30 | 26546 | 126.5 | 20.5204 | 9.4 | 738.336 | 0 | 832563.7912 | 509014.8541 | 390319.4363 | 0 | 118695.4178 | 20.5034 | 20.6034 | 20.5034 | 20.6034 | 0.25 | 900 | -0.00418 | 565.5721 | -0.00059102
2017-10-04 06:45 | 26547 | 126.75 | 20.5422 | 9.3 | 745.4982 | 0 | 832563.7912 | 497065.2223 | 379768.4975 | 0 | 117296.7248 | 20.5245 | 20.6245 | 20.5245 | 20.6245 | 0.25 | 900 | -0.00219 | 552.2947 | -0.00030238
2017-10-04 07:00 | 26548 | 127 | 20.562 | 9.2 | 619.7302 | 0 | 832563.7912 | 499855.9416 | 382187.3074 | 0 | 117668.6342 | 20.5453 | 20.6453 | 20.5453 | 20.6453 | 0.25 | 900 | -0.00081 | 555.3955 | -0.00011247
2017-10-04 07:15 | 26549 | 127.25 | 20.5648 | 9.2 | 533.0242 | 0 | 832563.7912 | 464695.0766 | 351228.0104 | 0 | 113467.0662 | 20.5659 | 20.6659 | 20.5659 | 20.6659 | 0.25 | 900 | -0.00029 | 516.3279 | -3.7434e-05
2017-10-04 07:30 | 26550 | 127.5 | 20.584 | 9.2 | 472.4912 | 0 | 917156.0991 | 439620.135 | 329175.4119 | 0 | 110444.7231 | 20.5864 | 20.6864 | 20.5864 | 20.6864 | 0.25 | 900 | 0.00013 | 488.4668 | 1.5875e-05
2017-10-04 07:45 | 26551 | 127.75 | 20.5934 | 9.2 | 372.2316 | 0 | 917156.0991 | 422505.4382 | 314123.5907 | 0 | 108381.8475 | 20.5968 | 20.6968 | 20.5968 | 20.6968 | 0.25 | 900 | 1e-05 | 469.4505 | 1.1736e-06
2017-10-04 08:00 | 26552 | 128 | 20.603 | 9.2 | 294.6318 | 0 | 917156.0991 | 393402.1547 | 288528.196 | 0 | 104873.9587 | 20.6072 | 20.7072 | 20.6072 | 20.7072 | 0.25 | 900 | 0.00031 | 437.1135 | 3.3876e-05
2017-10-04 08:15 | 26553 | 128.25 | 20.6422 | 9.225 | 369.6046 | 0 | 917156.0991 | 370884.6395 | 268724.7711 | 0 | 102159.8684 | 20.6175 | 20.7175 | 20.6175 | 20.7175 | 0.25 | 900 | -9e-05 | 412.094 | -9.2721e-06
2017-10-04 08:30 | 26554 | 128.5 | 20.6602 | 9.25 | 214.1624 | 0 | 802160.3193 | 393065.6306 | 288237.1152 | 0 | 104828.5154 | 20.6378 | 20.7378 | 20.6378 | 20.7378 | 0.25 | 900 | 0.00018 | 436.7396 | 1.9653e-05
2017-10-04 08:45 | 26555 | 128.75 | 20.6697 | 9.275 | 121.3246 | 0 | 802160.3193 | 347439.7208 | 248111.8673 | 0 | 99327.8535 | 20.6479 | 20.7479 | 20.6479 | 20.7479 | 0.25 | 900 | -0.00033 | 386.0441 | -3.1849e-05
2017-10-04 09:00 | 26556 | 129 | 20.6886 | 9.3 | 39.9249 | 0 | 802160.3193 | 320074.7089 | 224045.0409 | 0 | 96029.668 | 20.668 | 20.768 | 20.668 | 20.768 | 0.25 | 900 | 0.00282 | 355.6386 | 0.00025073
2017-10-04 09:15 | 26557 | 129.25 | 20.6481 | 9.325 | 0 | 46.5558 | 802160.3193 | 296180.4157 | 203028.9795 | 0 | 93151.4362 | 20.6781 | 20.7781 | 20.6781 | 20.7781 | 0.25 | 900 | 0.00614 | 329.0894 | 0.00050515
2017-10-04 09:30 | 26558 | 129.5 | 20.689 | 9.35 | 67.1283 | 0 | 755520.0357 | 270000 | 180000 | 0 | 90000 | 20.6881 | 20.7881 | 20.6881 | 20.7881 | 0.25 | 900 | 0.0073 | 300 | 0.0005475
2017-10-04 09:45 | 26559.5 | 129.8125 | 20.7855 | 9.3875 | 0 | 66.4396 | 755520.0357 | 287119.06 | 195059.7302 | 0 | 92059.3297 | 20.703 | 20.803 | 20.703 | 20.803 | 0.125 | 450 | 0.00214 | 319.0212 | 8.5677e-05
2017-10-04 10:00 | 26562 | 130.0833 | 20.8149 | 9.6667 | 0 | 225.1195 | 755520.0357 | 285256.8311 | 177098.901 | 15050.2433 | 93107.6868 | 20.7146 | 20.8146 | 20.7146 | 20.8146 | 0.083333 | 300 | 0.00714 | 316.952 | 0.00018859
2017-10-04 10:15 | 26565.5 | 130.3438 | 20.8259 | 10.1 | 0 | 314.9983 | 767408.184 | 312578.4744 | 171902.4085 | 42001.8434 | 98674.2225 | 20.7255 | 20.8255 | 20.7255 | 20.8255 | 0.0625 | 225 | 0.00264 | 347.3094 | 5.7226e-05
2017-10-04 10:30 | 26569.5 | 130.5938 | 20.8362 | 10.5 | 0 | 414.5433 | 771370.9002 | 215312.6515 | 42663.4402 | 68499.4034 | 104149.8078 | 20.7358 | 20.8358 | 20.7358 | 20.8358 | 0.0625 | 225 | 0.00104 | 239.2363 | 1.5717e-05
2017-10-04 10:45 | 26573.5 | 130.8438 | 20.8468 | 10.9 | 0 | 484.8836 | 771370.9002 | 202268.9365 | 0 | 93040.557 | 109228.3795 | 20.7464 | 20.8464 | 20.7464 | 20.8464 | 0.0625 | 225 | 0 | 224.7433 | 0
2017-10-04 11:00 | 26577 | 131.0833 | 20.8567 | 10.8833 | 0 | 505.4532 | 771370.9002 | 221896.7392 | 0 | 109295.7428 | 112600.9964 | 20.7563 | 20.8563 | 20.7563 | 20.8563 | 0.083333 | 300 | 0.00021 | 246.5519 | 4.3147e-06
2017-10-04 11:15 | 26580 | 131.3333 | 20.8742 | 10.7083 | 0 | 497.1514 | 780284.7464 | 228303.3677 | 0 | 114591.7534 | 113711.6143 | 20.7737 | 20.8737 | 20.7737 | 20.8737 | 0.083333 | 300 | -9e-05 | 253.6704 | -1.9025e-06
2017-10-04 11:30 | 26583 | 131.5833 | 20.8946 | 10.5333 | 0 | 457.6156 | 784741.6695 | 225289.3843 | 0 | 112078.5415 | 113210.8428 | 20.7942 | 20.8942 | 20.7942 | 20.8942 | 0.083333 | 300 | -2e-05 | 250.3215 | -4.172e-07
2017-10-04 11:45 | 26585.5 | 131.8125 | 20.9112 | 10.3875 | 0 | 364.193 | 784741.6695 | 215471.1329 | 0 | 103930.9693 | 111540.1636 | 20.8111 | 20.9111 | 20.8111 | 20.9111 | 0.125 | 450 | -1e-05 | 239.4124 | -3.0003e-07
2017-10-04 12:00 | 26587.5 | 132.0625 | 20.9314 | 10.3625 | 0 | 315.0931 | 784741.6695 | 189214.1298 | 0 | 82170.7985 | 107043.3312 | 20.8311 | 20.9311 | 20.8311 | 20.9311 | 0.125 | 450 | -9e-05 | 210.2379 | -2.3802e-06
2017-10-04 12:15 | 26589.5 | 132.3125 | 20.9512 | 10.4875 | 0 | 322.3238 | 779625.9931 | 171800.6369 | 0 | 67740.7212 | 104059.9157 | 20.851 | 20.951 | 20.851 | 20.951 | 0.125 | 450 | -3e-05 | 190.8896 | -7.1568e-07
2017-10-04 12:30 | 26591.5 | 132.5625 | 20.971 | 10.6125 | 0 | 331.6312 | 774510.3167 | 172357.7025 | 0 | 68195.6187 | 104162.0838 | 20.8709 | 20.9709 | 20.8709 | 20.9709 | 0.125 | 450 | -2e-05 | 191.5086 | -4.7878e-07
2017-10-04 12:45 | 26593.5 | 132.8125 | 20.9908 | 10.7375 | 0 | 350.7767 | 774510.3167 | 179845.1426 | 0 | 70371.3842 | 109473.7584 | 20.8907 | 20.9907 | 20.8907 | 20.9907 | 0.125 | 450 | -2e-05 | 199.8279 | -4.9818e-07
2017-10-04 13:00 | 26595 | 133 | 21.0011 | 10.8 | 0 | 400.2787 | 774510.3167 | 187354.5478 | 0 | 72567.9475 | 114786.6003 | 20.9007 | 21.0007 | 20.9007 | 21.0007 | 0.25 | 900 | -0.00021 | 208.1717 | -1.0929e-05
2017-10-04 13:15 | 26597 | 133.3333 | 21.0281 | 10.6333 | 0 | 213.5508 | 765537.0885 | 188943.7798 | 0 | 73883.6568 | 115060.123 | 20.9336 | 21.0336 | 20.9336 | 21.0336 | 0.083333 | 300 | -0.00021 | 209.9375 | -3.6739e-06
2017-10-04 13:30 | 26600.5 | 133.5938 | 21.053 | 10.525 | 0 | 88.407 | 761050.4743 | 145867.3727 | 0 | 38215.4503 | 107651.9224 | 20.9548 | 21.0548 | 20.9548 | 21.0548 | 0.0625 | 225 | -0.00023 | 162.0749 | -2.3443e-06
2017-10-04 13:45 | 26605 | 133.85 | 21.0422 | 10.42 | 0 | 46.8605 | 761050.4743 | 112266.1712 | 0 | 10394.7151 | 101871.456 | 20.9751 | 21.0751 | 20.9751 | 21.0751 | 0.05 | 180 | -0.00043 | 124.7402 | -2.6819e-06
2017-10-04 14:00 | 26610 | 134.1 | 21.0215 | 10.26 | 0 | 42.6029 | 761050.4743 | 101221.9314 | 0 | 1251.3509 | 99970.5804 | 20.9942 | 21.0942 | 20.9942 | 21.0942 | 0.05 | 180 | -0.00131 | 112.4688 | -7.3667e-06
2017-10-04 14:15 | 26614.5 | 134.3438 | 21.0422 | 10.0938 | 0 | 44.5269 | 764473.778 | 99710.3571 | 0 | 0 | 99710.3571 | 21.0122 | 21.1122 | 21.0122 | 21.1122 | 0.0625 | 225 | -0.00169 | 110.7893 | -1.1702e-05
2017-10-04 14:30 | 26617.5 | 134.5625 | 21.0775 | 9.9625 | 0 | 46.3049 | 765614.8792 | 99710.3571 | 0 | 0 | 99710.3571 | 21.0262 | 21.1262 | 21.0262 | 21.1262 | 0.125 | 450 | -0.0032 | 110.7893 | -4.4316e-05
2017-10-04 14:45 | 26619 | 134.75 | 21.1237 | 9.875 | 0 | 47.8541 | 765614.8792 | 99710.3571 | 0 | 0 | 99710.3571 | 21.0355 | 21.1355 | 21.0355 | 21.1355 | 0.25 | 900 | -0.0069 | 110.7893 | -0.00019111
2017-10-04 15:00 | 26620 | 135 | 21.1533 | 9.7 | 0 | 54.4927 | 765614.8792 | 270000 | 180000 | 0 | 90000 | 21.0539 | 21.1539 | 21.0539 | 21.1539 | 0.25 | 900 | -0.00168 | 300 | -0.000126
2017-10-04 15:15 | 26621 | 135.25 | 21.1732 | 9.85 | 0 | 86.8598 | 765614.8792 | 271219.6802 | 179766.2731 | 1203.0365 | 90250.3706 | 21.072 | 21.172 | 21.072 | 21.172 | 0.25 | 900 | -0.00467 | 301.3552 | -0.00035183
2017-10-04 15:30 | 26622 | 135.5 | 21.1922 | 10 | 0 | 61.2755 | 833027.0814 | 279340.5975 | 178211.0182 | 9213.2038 | 91916.3755 | 21.0902 | 21.1902 | 21.0902 | 21.1902 | 0.25 | 900 | -0.00313 | 310.3784 | -0.00024287
2017-10-04 15:45 | 26623 | 135.75 | 21.2123 | 10.15 | 0 | 59.0814 | 833027.0814 | 94131.5263 | 0 | 3420.5752 | 90710.9511 | 21.1083 | 21.2083 | 21.1083 | 21.2083 | 0.25 | 900 | -0.00297 | 104.5906 | -7.7659e-05
2017-10-04 16:00 | 26624 | 136 | 21.2314 | 10.3 | 0 | 53.0438 | 833027.0814 | 93821.8706 | 0 | 3164.6781 | 90657.1925 | 21.1265 | 21.2265 | 21.1265 | 21.2265 | 0.25 | 900 | -0.00074 | 104.2465 | -1.9286e-05
2017-10-04 16:15 | 26625 | 136.25 | 21.2349 | 10.35 | 0 | 97.7348 | 833027.0814 | 92417.7668 | 0 | 2002.3466 | 90415.4203 | 21.1447 | 21.2447 | 21.1447 | 21.2447 | 0.25 | 900 | -0.00107 | 102.6864 | -2.7469e-05
2017-10-04 16:30 | 26626 | 136.5 | 21.2488 | 10.4 | 0 | 43.8368 | 1054199.8844 | 105631.5249 | 0 | 12947.9845 | 92683.5404 | 21.1628 | 21.2628 | 21.1628 | 21.2628 | 0.25 | 900 | -1e-05 | 117.3684 | -2.9342e-07
2017-10-04 16:45 | 26627 | 136.75 | 21.2348 | 10.45 | 0 | 42.5596 | 1054199.8844 | 90000 | 0 | 0 | 90000 | 21.1809 | 21.2809 | 21.1809 | 21.2809 | 0.25 | 900 | -0.00057 | 100 | -1.425e-05
2017-10-04 17:00 | 26628 | 137 | 21.2004 | 10.5 | 9.4032 | 0 | 1054199.8844 | 90000 | 0 | 0 | 90000 | 21.1989 | 21.2989 | 21.1989 | 21.2989 | 0.25 | 900 | -0.00108 | 100 | -2.7e-05
2017-10-04 17:15 | 26629.5 | 137.3125 | 21.2261 | 10.2375 | 117.0806 | 0 | 1192191.7455 | 117904.7698 | 24923.3752 | 0 | 92981.3946 | 21.2257 | 21.3257 | 21.2257 | 21.3257 | 0.125 | 450 | -1e-05 | 131.0053 | -1.6268e-07
2017-10-04 17:30 | 26631.5 | 137.5625 | 21.2397 | 10.0625 | 144.5899 | 0 | 1330183.6065 | 136978.1654 | 41949.8626 | 0 | 95028.3027 | 21.2383 | 21.3383 | 21.2383 | 21.3383 | 0.125 | 450 | 0 | 152.198 | 0
2017-10-04 17:45 | 26633.5 | 137.8125 | 21.2479 | 9.8875 | 200.1503 | 0 | 1330183.6065 | 239991.8972 | 143165.5931 | 0 | 96826.3041 | 21.2457 | 21.3457 | 21.2457 | 21.3457 | 0.125 | 450 | 0.00072 | 266.6577 | 2.3362e-05
2017-10-04 18:00 | 26635.5 | 138.0625 | 21.2602 | 9.7375 | 201.8707 | 0 | 1330183.6065 | 342916.8877 | 244206.295 | 0 | 98710.5926 | 21.2579 | 21.3579 | 21.2579 | 21.3579 | 0.125 | 450 | -0.00225 | 381.0188 | -0.00010701
2017-10-04 18:15 | 26637 | 138.25 | 21.2684 | 9.675 | 128.9902 | 0 | 1330183.6065 | 350235.4043 | 250640.5997 | 0 | 99594.8046 | 21.2664 | 21.3664 | 21.2664 | 21.3664 | 0.25 | 900 | -0.00055 | 389.1504 | -5.3508e-05
2017-10-04 18:30 | 26638 | 138.5 | 21.292 | 9.55 | 189.0708 | 0 | 1419081.7863 | 331792.1907 | 234390.6958 | 0 | 97401.4949 | 21.2834 | 21.3834 | 21.2834 | 21.3834 | 0.25 | 900 | 0.0056 | 368.658 | 0.00051612
2017-10-04 18:45 | 26639 | 138.75 | 21.2958 | 9.425 | 174.7543 | 0 | 1419081.7863 | 340681.9198 | 242201.6473 | 0 | 98480.2725 | 21.2901 | 21.3901 | 21.2901 | 21.3901 | 0.25 | 900 | 0.00895 | 378.5355 | 0.00084697
2017-10-04 19:00 | 26640 | 139 | 21.304 | 9.3 | 204.8247 | 0 | 1419081.7863 | 336788.2323 | 238761.9059 | 0 | 98026.3265 | 21.2968 | 21.3968 | 21.2968 | 21.3968 | 0.25 | 900 | 0.00948 | 374.2091 | 0.00088688
2017-10-04 19:15 | 26641 | 139.25 | 21.3036 | 9.25 | 195.0574 | 0 | 1419081.7863 | 346146.6303 | 246980.5707 | 0 | 99166.0596 | 21.3033 | 21.4033 | 21.3033 | 21.4033 | 0.25 | 900 | 0.01123 | 384.6074 | 0.0010798
2017-10-04 19:30 | 26642 | 139.5 | 21.3114 | 9.2 | 229.0736 | 0 | 1392175.501 | 343411.8732 | 244569.1864 | 0 | 98842.6868 | 21.3097 | 21.4097 | 21.3097 | 21.4097 | 0.25 | 900 | 0.01245 | 381.5687 | 0.0011876
2017-10-04 19:45 | 26643 | 139.75 | 21.3186 | 9.15 | 236.7097 | 0 | 1392175.501 | 353696.0472 | 253607.9612 | 0 | 100088.086 | 21.3161 | 21.4161 | 21.3161 | 21.4161 | 0.25 | 900 | 0.01161 | 392.9956 | 0.0011407
2017-10-04 20:00 | 26644 | 140 | 21.3258 | 9.1 | 256.0136 | 0 | 1392175.501 | 356156.7607 | 255765.2422 | 0 | 100391.5185 | 21.3223 | 21.4223 | 21.3223 | 21.4223 | 0.25 | 900 | 0.00678 | 395.7297 | 0.00067076
2017-10-04 20:15 | 26645 | 140.25 | 21.341 | 9.075 | 269.2034 | 0 | 1392175.501 | 362050.922 | 260941.1907 | 0 | 101109.7313 | 21.3285 | 21.4285 | 21.3285 | 21.4285 | 0.25 | 900 | 0.00511 | 402.2788 | 0.00051391
2017-10-04 20:30 | 26646 | 140.5 | 21.3472 | 9.05 | 257.8989 | 0 | 1377595.0107 | 366172.5966 | 264561.5971 | 0 | 101610.9994 | 21.3347 | 21.4347 | 21.3347 | 21.4347 | 0.25 | 900 | 0.00374 | 406.8584 | 0.00038041
2017-10-04 20:45 | 26647 | 140.75 | 21.3535 | 9.025 | 269.9039 | 0 | 1377595.0107 | 362874.8849 | 261658.3327 | 0 | 101216.5522 | 21.3408 | 21.4408 | 21.3408 | 21.4408 | 0.25 | 900 | 0.00277 | 403.1943 | 0.00027921
2017-10-04 21:00 | 26648 | 141 | 21.3595 | 9 | 271.0034 | 0 | 1377595.0107 | 366518.5883 | 264858.1502 | 0 | 101660.4381 | 21.3468 | 21.4468 | 21.3468 | 21.4468 | 0.25 | 900 | 0.00308 | 407.2429 | 0.00031358
2017-10-04 21:15 | 26649 | 141.25 | 21.3567 | 8.95 | 278.4657 | 0 | 1377595.0107 | 366958.4092 | 265240.9842 | 0 | 101717.425 | 21.3528 | 21.4528 | 21.3528 | 21.4528 | 0.25 | 900 | 0.0023 | 407.7316 | 0.00023445
2017-10-04 21:30 | 26650 | 141.5 | 21.3635 | 8.9 | 321.0677 | 0 | 1264143.4163 | 369247.6974 | 267245.7239 | 0 | 102001.9736 | 21.3587 | 21.4587 | 21.3587 | 21.4587 | 0.25 | 900 | 0.00219 | 410.2752 | 0.00022463
2017-10-04 21:45 | 26651 | 141.75 | 21.3697 | 8.85 | 335.1132 | 0 | 1264143.4163 | 382107.8533 | 278541.7943 | 0 | 103566.059 | 21.3646 | 21.4646 | 21.3646 | 21.4646 | 0.25 | 900 | 0.00155 | 424.5643 | 0.00016452
2017-10-04 22:00 | 26652 | 142 | 21.3761 | 8.8 | 360.3142 | 0 | 1264143.4163 | 386479.9933 | 282375.6018 | 0 | 104104.3915 | 21.3704 | 21.4704 | 21.3704 | 21.4704 | 0.25 | 900 | 0.00187 | 429.4222 | 0.00020075
2017-10-04 22:15 | 26653 | 142.25 | 21.3866 | 8.875 | 433.3177 | 0 | 1264143.4163 | 394135.5713 | 289094.3008 | 0 | 105041.2705 | 21.3761 | 21.4761 | 21.3761 | 21.4761 | 0.25 | 900 | 0.00116 | 437.9284 | 0.000127
2017-10-04 22:30 | 26654 | 142.5 | 21.3928 | 8.95 | 456.5497 | 0 | 1009469.0009 | 415221.3459 | 307642.4817 | 0 | 107578.8642 | 21.3818 | 21.4818 | 21.3818 | 21.4818 | 0.25 | 900 | 0.00213 | 461.3571 | 0.00024567
2017-10-04 22:45 | 26655 | 142.75 | 21.3991 | 9.025 | 484.442 | 0 | 1009469.0009 | 421534.2318 | 313209.2742 | 0 | 108324.9576 | 21.3875 | 21.4875 | 21.3875 | 21.4875 | 0.25 | 900 | 0.00135 | 468.3714 | 0.00015808
2017-10-04 23:00 | 26656 | 143 | 21.4053 | 9.1 | 503.1294 | 0 | 1009469.0009 | 429227.1507 | 319990.8733 | 0 | 109236.2774 | 21.3933 | 21.4933 | 21.3933 | 21.4933 | 0.25 | 900 | 0.00197 | 476.9191 | 0.00023488
2017-10-04 23:15 | 26657 | 143.25 | 21.4085 | 9.05 | 566.2382 | 0 | 1009469.0009 | 434224.3928 | 324403.9626 | 0 | 109820.4302 | 21.3991 | 21.4991 | 21.3991 | 21.4991 | 0.25 | 900 | 0.00183 | 482.4715 | 0.00022073
2017-10-04 23:30 | 26658 | 143.5 | 21.4148 | 9 | 610.1306 | 0 | 787730.259 | 452641.7524 | 340584.0049 | 0 | 112057.7475 | 21.4049 | 21.5049 | 21.4049 | 21.5049 | 0.25 | 900 | 0.00182 | 502.9353 | 0.00022884
2017-10-04 23:45 | 26659 | 143.75 | 21.421 | 8.95 | 638.8128 | 0 | 787730.259 | 465663.2282 | 352017.3245 | 0 | 113645.9037 | 21.4105 | 21.5105 | 21.4105 | 21.5105 | 0.25 | 900 | 1e-05 | 517.4036 | 1.2935e-06
2017-10-05 | 26660 | 144 | 21.427 | 8.9 | 667.4687 | 0 | 787730.259 | 474260.8108 | 359559.6548 | 0 | 114701.156 | 21.4161 | 21.5161 | 21.4161 | 21.5161 | 0.25 | 900 | 1e-05 | 526.9565 | 1.3174e-06

## Details_2025-11-22
datetime | Unnamed: 0 | sim_time | Zone Air Temperature,LIVING_UNIT1 | Site Outdoor Air Drybulb Temperature,ENVIRONMENT | Zone Air System Sensible Heating Rate,LIVING_UNIT1 | Zone Air System Sensible Cooling Rate,LIVING_UNIT1 | Electricity:Building | Electricity:HVAC | Heating:Electricity | Cooling:Electricity | Fans:Electricity | Zone Thermostat Heating Setpoint Temperature,LIVING_UNIT1 | Zone Thermostat Cooling Setpoint Temperature,LIVING_UNIT1 | Zone Temperature Control,Heating Setpoint,LIVING_UNIT1 | Zone Temperature Control,Cooling Setpoint,LIVING_UNIT1 | dt_hours | dt_seconds | current_price | P_total_W | step_cost_real
2017-11-22 | 28395 | 120 | 19.9898 | 6.8 | 1578.6162 | 0 | 787730.259 | 753463.4727 | 0 | 0 | 0 | 19.97 | 20.07 | 19.97 | 20.07 | 0.25 | 900 | 0.1172 | 0 | 0
2017-11-22 00:15 | 28396 | 120.25 | 20.0624 | 6.825 | 1588.4064 | 0 | 787730.259 | 759383.2969 | 608523.6173 | 0 | 150859.6797 | 19.982 | 20.082 | 19.982 | 20.082 | 0.25 | 900 | 0.10343 | 843.7592 | 0.021818
2017-11-22 00:30 | 28397 | 120.5 | 20.0725 | 6.85 | 1340.0822 | 0 | 613262.9701 | 764281.8503 | 612832.6997 | 0 | 151449.1507 | 19.9941 | 20.0941 | 19.9941 | 20.0941 | 0.25 | 900 | 0.09168 | 849.2021 | 0.019464
2017-11-22 00:45 | 28398 | 120.75 | 20.0841 | 6.875 | 1225.1427 | 0 | 613262.9701 | 690793.3945 | 548497.1167 | 0 | 142296.2779 | 20.006 | 20.106 | 20.006 | 20.106 | 0.25 | 900 | 0.08573 | 767.5482 | 0.01645
2017-11-22 01:00 | 28399 | 121 | 20.0928 | 6.9 | 1067.7132 | 0 | 613262.9701 | 657224.5579 | 519115.6667 | 0 | 138108.8911 | 20.018 | 20.118 | 20.018 | 20.118 | 0.25 | 900 | 0.09895 | 730.2495 | 0.018065
2017-11-22 01:15 | 28400 | 121.25 | 19.9963 | 7 | 1022.5759 | 0 | 613262.9701 | 611017.1895 | 478662.7188 | 0 | 132354.4707 | 20.0298 | 20.1298 | 20.0298 | 20.1298 | 0.25 | 900 | 0.09259 | 678.908 | 0.015715
2017-11-22 01:30 | 28401 | 121.5 | 20.0033 | 7.1 | 1357.1639 | 0 | 562337.4017 | 594305.2982 | 464078.2086 | 0 | 130227.0897 | 20.0417 | 20.1417 | 20.0417 | 20.1417 | 0.25 | 900 | 0.09222 | 660.3392 | 0.015224
2017-11-22 01:45 | 28402 | 121.75 | 20.0176 | 7.2 | 1433.9759 | 0 | 562337.4017 | 692682.5165 | 550320.1133 | 0 | 142362.4032 | 20.0536 | 20.1536 | 20.0536 | 20.1536 | 0.25 | 900 | 0.0935 | 769.6472 | 0.017991
2017-11-22 02:00 | 28403 | 122 | 20.0299 | 7.3 | 1617.4936 | 0 | 562337.4017 | 713949.121 | 569023.0719 | 0 | 144926.049 | 20.0655 | 20.1655 | 20.0655 | 20.1655 | 0.25 | 900 | 0.09037 | 793.2768 | 0.017922
2017-11-22 02:15 | 28404 | 122.25 | 20.0974 | 7.325 | 1737.2594 | 0 | 562337.4017 | 764952.9363 | 613795.6626 | 0 | 151157.2737 | 20.0774 | 20.1774 | 20.0774 | 20.1774 | 0.25 | 900 | 0.08916 | 849.9477 | 0.018945
2017-11-22 02:30 | 28405 | 122.5 | 20.112 | 7.35 | 1650.1982 | 0 | 545753.3182 | 800144.8226 | 644660.344 | 0 | 155484.4786 | 20.0893 | 20.1893 | 20.0893 | 20.1893 | 0.25 | 900 | 0.08723 | 889.0498 | 0.019388
2017-11-22 02:45 | 28406 | 122.75 | 20.1243 | 7.375 | 1699.7508 | 0 | 545753.3182 | 773755.3197 | 621550.6364 | 0 | 152204.6832 | 20.1011 | 20.2011 | 20.1011 | 20.2011 | 0.25 | 900 | 0.087 | 859.7281 | 0.018699
2017-11-22 03:00 | 28407 | 123 | 20.1361 | 7.4 | 1689.8171 | 0 | 545753.3182 | 787296.3477 | 633440.248 | 0 | 153856.0997 | 20.1129 | 20.2129 | 20.1129 | 20.2129 | 0.25 | 900 | 0.08664 | 874.7737 | 0.018948
2017-11-22 03:15 | 28408 | 123.25 | 20.1617 | 7.525 | 1673.373 | 0 | 545753.3182 | 784208.9991 | 630754.5411 | 0 | 153454.458 | 20.1246 | 20.2246 | 20.1246 | 20.2246 | 0.25 | 900 | 0.08507 | 871.3433 | 0.018531
2017-11-22 03:30 | 28409 | 123.5 | 20.1734 | 7.65 | 1604.8371 | 0 | 533363.667 | 778649.0455 | 625982.2584 | 0 | 152666.7872 | 20.1364 | 20.2364 | 20.1364 | 20.2364 | 0.25 | 900 | 0.08549 | 865.1656 | 0.018491
2017-11-22 03:45 | 28410 | 123.75 | 20.1849 | 7.775 | 1572.7069 | 0 | 533363.667 | 757480.1721 | 607518.7786 | 0 | 149961.3935 | 20.1481 | 20.2481 | 20.1481 | 20.2481 | 0.25 | 900 | 0.08391 | 841.6446 | 0.017656
2017-11-22 04:00 | 28411 | 124 | 20.1961 | 7.9 | 1524.8703 | 0 | 533363.667 | 746948.2167 | 598377.5133 | 0 | 148570.7035 | 20.1599 | 20.2599 | 20.1599 | 20.2599 | 0.25 | 900 | 0.08219 | 829.9425 | 0.017053
2017-11-22 04:15 | 28412 | 124.25 | 20.1945 | 7.95 | 1484.4317 | 0 | 533363.667 | 732058.0471 | 585408.1491 | 0 | 146649.8979 | 20.1718 | 20.2718 | 20.1718 | 20.2718 | 0.25 | 900 | 0.08649 | 813.3978 | 0.017588
2017-11-22 04:30 | 28413 | 124.5 | 20.2056 | 8 | 1499.129 | 0 | 566989.6412 | 719676.3917 | 574580.4327 | 0 | 145095.959 | 20.1836 | 20.2836 | 20.1836 | 20.2836 | 0.25 | 900 | 0.08543 | 799.6404 | 0.017078
2017-11-22 04:45 | 28414 | 124.75 | 20.2171 | 8.05 | 1481.4718 | 0 | 566989.6412 | 723611.42 | 578069.5438 | 0 | 145541.8762 | 20.1954 | 20.2954 | 20.1954 | 20.2954 | 0.25 | 900 | 0.08842 | 804.0127 | 0.017773
2017-11-22 05:00 | 28415 | 125 | 20.2288 | 8.1 | 1478.3234 | 0 | 566989.6412 | 718156.2199 | 573318.0762 | 0 | 144838.1437 | 20.2071 | 20.3071 | 20.2071 | 20.3071 | 0.25 | 900 | 0.08637 | 797.9514 | 0.01723
2017-11-22 05:15 | 28416 | 125.25 | 20.24 | 8.15 | 1436.9799 | 0 | 566989.6412 | 716756.5154 | 572125.3066 | 0 | 144631.2088 | 20.2189 | 20.3189 | 20.2189 | 20.3189 | 0.25 | 900 | 0.0854 | 796.3961 | 0.017003
2017-11-22 05:30 | 28417 | 125.5 | 20.2515 | 8.2 | 1419.4929 | 0 | 696064.4026 | 704676.0839 | 561556.8123 | 0 | 143119.2715 | 20.2306 | 20.3306 | 20.2306 | 20.3306 | 0.25 | 900 | 0.08591 | 782.9734 | 0.016816
2017-11-22 05:45 | 28418 | 125.75 | 20.263 | 8.25 | 1405.251 | 0 | 696064.4026 | 699290.5111 | 556863.6378 | 0 | 142426.8734 | 20.2422 | 20.3422 | 20.2422 | 20.3422 | 0.25 | 900 | 0.08845 | 776.9895 | 0.017181
2017-11-22 06:00 | 28419 | 126 | 20.2748 | 8.3 | 1429.8379 | 0 | 696064.4026 | 694812.6738 | 552966.5496 | 0 | 141846.1242 | 20.2539 | 20.3539 | 20.2539 | 20.3539 | 0.25 | 900 | 0.08586 | 772.0141 | 0.016571
2017-11-22 06:15 | 28420 | 126.25 | 20.2897 | 8.475 | 1396.7326 | 0 | 696064.4026 | 701202.3032 | 558610.7586 | 0 | 142591.5446 | 20.2655 | 20.3655 | 20.2655 | 20.3655 | 0.25 | 900 | 0.08892 | 779.1137 | 0.01732
2017-11-22 06:30 | 28421 | 126.5 | 20.3011 | 8.65 | 1363.0369 | 0 | 832563.7912 | 690384.5791 | 549229.7458 | 0 | 141154.8333 | 20.2772 | 20.3772 | 20.2772 | 20.3772 | 0.25 | 900 | 0.094 | 767.094 | 0.018027
2017-11-22 06:45 | 28422 | 126.75 | 20.3124 | 8.825 | 1340.9998 | 0 | 832563.7912 | 679113.3434 | 539444.1521 | 0 | 139669.1913 | 20.2889 | 20.3889 | 20.2889 | 20.3889 | 0.25 | 900 | 0.1021 | 754.5704 | 0.01926
2017-11-22 07:00 | 28423 | 127 | 20.3239 | 9 | 1315.6764 | 0 | 832563.7912 | 671223.5541 | 532624.0232 | 0 | 138599.5309 | 20.3007 | 20.4007 | 20.3007 | 20.4007 | 0.25 | 900 | 0.1042 | 745.8039 | 0.019428
2017-11-22 07:15 | 28424 | 127.25 | 20.3318 | 9.05 | 1320.4081 | 0 | 832563.7912 | 662469.1949 | 525039.2875 | 0 | 137429.9073 | 20.3126 | 20.4126 | 20.3126 | 20.4126 | 0.25 | 900 | 0.11022 | 736.0769 | 0.020283
2017-11-22 07:30 | 28425 | 127.5 | 20.3434 | 9.1 | 1310.9828 | 0 | 917156.0991 | 663070.6111 | 525599.2517 | 0 | 137471.3595 | 20.3245 | 20.4245 | 20.3245 | 20.4245 | 0.25 | 900 | 0.11332 | 736.7451 | 0.020872
2017-11-22 07:45 | 28426 | 127.75 | 20.355 | 9.15 | 1294.0159 | 0 | 917156.0991 | 660078.0716 | 522999.1021 | 0 | 137078.9695 | 20.3363 | 20.4363 | 20.3363 | 20.4363 | 0.25 | 900 | 0.11309 | 733.4201 | 0.020736
2017-11-22 08:00 | 28427 | 128 | 20.3667 | 9.2 | 1282.0754 | 0 | 917156.0991 | 654924.3356 | 518497.934 | 0 | 136426.4015 | 20.3481 | 20.4481 | 20.3481 | 20.4481 | 0.25 | 900 | 0.1211 | 727.6937 | 0.022031
2017-11-22 08:15 | 28428 | 128.25 | 20.385 | 9.3 | 1425.4294 | 0 | 917156.0991 | 651165.1727 | 515222.4171 | 0 | 135942.7557 | 20.3599 | 20.4599 | 20.3599 | 20.4599 | 0.25 | 900 | 0.11406 | 723.5169 | 0.020631
2017-11-22 08:30 | 28429 | 128.5 | 20.397 | 9.4 | 1399.5182 | 0 | 802160.3193 | 689897.5236 | 549352.8612 | 0 | 140544.6624 | 20.3716 | 20.4716 | 20.3716 | 20.4716 | 0.25 | 900 | 0.0967 | 766.5528 | 0.018531
2017-11-22 08:45 | 28430 | 128.75 | 20.409 | 9.5 | 1386.3932 | 0 | 802160.3193 | 681568.4968 | 542091.6466 | 0 | 139476.8502 | 20.3834 | 20.4834 | 20.3834 | 20.4834 | 0.25 | 900 | 0.08491 | 757.2983 | 0.016076
2017-11-22 09:00 | 28431 | 129 | 20.4211 | 9.6 | 1363.4426 | 0 | 802160.3193 | 676934.2332 | 538078.9105 | 0 | 138855.3228 | 20.3952 | 20.4952 | 20.3952 | 20.4952 | 0.25 | 900 | 0.11524 | 752.1491 | 0.021669
2017-11-22 09:15 | 28432 | 129.25 | 20.496 | 9.5 | 1357.0425 | 0 | 802160.3193 | 669623.6995 | 531709.2523 | 0 | 137914.4472 | 20.407 | 20.507 | 20.407 | 20.507 | 0.25 | 900 | 0.08572 | 744.0263 | 0.015944
2017-11-22 09:30 | 28433 | 129.5 | 20.4826 | 9.4 | 1083.4194 | 0 | 755520.0357 | 670235.6904 | 532184.5749 | 0 | 138051.1155 | 20.4187 | 20.5187 | 20.4187 | 20.5187 | 0.25 | 900 | 0.08607 | 744.7063 | 0.016024
2017-11-22 09:45 | 28434 | 129.75 | 20.4647 | 9.3 | 1089.7584 | 0 | 755520.0357 | 593198.6343 | 464345.1979 | 0 | 128853.4364 | 20.4302 | 20.5302 | 20.4302 | 20.5302 | 0.25 | 900 | 0.07174 | 659.1096 | 0.011821
2017-11-22 10:00 | 28435 | 130 | 20.4556 | 9.2 | 1073.298 | 0 | 755520.0357 | 595616.3739 | 466420.6922 | 0 | 129195.6817 | 20.4416 | 20.5416 | 20.4416 | 20.5416 | 0.25 | 900 | 0.08785 | 661.796 | 0.014535
2017-11-22 10:15 | 28436 | 130.25 | 20.4674 | 9.125 | 1093.0846 | 0 | 755520.0357 | 592039.3638 | 463223.1842 | 0 | 128816.1796 | 20.4528 | 20.5528 | 20.4528 | 20.5528 | 0.25 | 900 | 0.08049 | 657.8215 | 0.013237
2017-11-22 10:30 | 28437 | 130.5 | 20.4819 | 9.05 | 1084.0239 | 0 | 771370.9002 | 598726.2609 | 469064.9612 | 0 | 129661.2997 | 20.464 | 20.564 | 20.464 | 20.564 | 0.25 | 900 | 0.08153 | 665.2514 | 0.013559
2017-11-22 10:45 | 28438 | 130.75 | 20.4844 | 8.975 | 1081.3084 | 0 | 771370.9002 | 596982.9228 | 467493.0108 | 0 | 129489.9121 | 20.475 | 20.575 | 20.475 | 20.575 | 0.25 | 900 | 0.08133 | 663.3144 | 0.013487
2017-11-22 11:00 | 28439 | 131 | 20.4952 | 8.9 | 1112.5352 | 0 | 771370.9002 | 596645.6302 | 467157.5221 | 0 | 129488.1081 | 20.4858 | 20.5858 | 20.4858 | 20.5858 | 0.25 | 900 | 0.08073 | 662.9396 | 0.01338
2017-11-22 11:15 | 28440 | 131.25 | 20.5124 | 8.85 | 1108.7896 | 0 | 771370.9002 | 606332.4758 | 475633.2198 | 0 | 130699.256 | 20.4966 | 20.5966 | 20.4966 | 20.5966 | 0.25 | 900 | 0.07994 | 673.7028 | 0.013464
2017-11-22 11:30 | 28441 | 131.5 | 20.5231 | 8.8 | 1087.8483 | 0 | 784741.6695 | 605985.3805 | 475301.4038 | 0 | 130683.9767 | 20.5073 | 20.6073 | 20.5073 | 20.6073 | 0.25 | 900 | 0.07971 | 673.3171 | 0.013418
2017-11-22 11:45 | 28442 | 131.75 | 20.5334 | 8.75 | 1059.1224 | 0 | 784741.6695 | 600455.8942 | 470415.1836 | 0 | 130040.7106 | 20.5178 | 20.6178 | 20.5178 | 20.6178 | 0.25 | 900 | 0.07705 | 667.1732 | 0.012851
2017-11-22 12:00 | 28443 | 132 | 20.5428 | 8.7 | 973.0149 | 0 | 784741.6695 | 592843.705 | 463699.6551 | 0 | 129144.0498 | 20.5283 | 20.6283 | 20.5283 | 20.6283 | 0.25 | 900 | 0.0773 | 658.7152 | 0.01273
2017-11-22 12:15 | 28444 | 132.25 | 20.5578 | 8.775 | 922.8841 | 0 | 784741.6695 | 568941.2714 | 442671.5376 | 0 | 126269.7338 | 20.5387 | 20.6387 | 20.5387 | 20.6387 | 0.25 | 900 | 0.07631 | 632.157 | 0.01206
2017-11-22 12:30 | 28445 | 132.5 | 20.5685 | 8.85 | 842.7875 | 0 | 774510.3167 | 554355.4539 | 429889.3313 | 0 | 124466.1226 | 20.5491 | 20.6491 | 20.5491 | 20.6491 | 0.25 | 900 | 0.07751 | 615.9505 | 0.011936
2017-11-22 12:45 | 28446 | 132.75 | 20.5755 | 8.925 | 781.3976 | 0 | 774510.3167 | 530900.1608 | 409308.1432 | 0 | 121592.0177 | 20.5594 | 20.6594 | 20.5594 | 20.6594 | 0.25 | 900 | 0.07694 | 589.8891 | 0.011347
2017-11-22 13:00 | 28447 | 133 | 20.5834 | 9 | 728.7366 | 0 | 774510.3167 | 512752.2411 | 393386.6866 | 0 | 119365.5545 | 20.5698 | 20.6698 | 20.5698 | 20.6698 | 0.25 | 900 | 0.07528 | 569.7247 | 0.010722
2017-11-22 13:15 | 28448 | 133.25 | 20.5865 | 9.125 | 654.5401 | 0 | 774510.3167 | 497188.4727 | 379732.7428 | 0 | 117455.7299 | 20.5802 | 20.6802 | 20.5802 | 20.6802 | 0.25 | 900 | 0.07545 | 552.4316 | 0.01042
2017-11-22 13:30 | 28449 | 133.5 | 20.5893 | 9.25 | 666.0032 | 0 | 761050.4743 | 475078.5626 | 360335.5368 | 0 | 114743.0257 | 20.5906 | 20.6906 | 20.5906 | 20.6906 | 0.25 | 900 | 0.07669 | 527.8651 | 0.01012
2017-11-22 13:45 | 28450 | 133.75 | 20.5989 | 9.375 | 667.3071 | 0 | 761050.4743 | 477547.7599 | 362547.9913 | 0 | 114999.7686 | 20.601 | 20.701 | 20.601 | 20.701 | 0.25 | 900 | 0.08 | 530.6086 | 0.010612
2017-11-22 14:00 | 28451.5 | 134.0625 | 20.6087 | 9.45 | 755.3819 | 0 | 761050.4743 | 476403.1745 | 361602.5052 | 0 | 114800.6693 | 20.6167 | 20.7167 | 20.6167 | 20.7167 | 0.125 | 450 | 0.07881 | 529.3369 | 0.0052153
2017-11-22 14:15 | 28453.5 | 134.3125 | 20.6344 | 9.35 | 768.5396 | 0 | 763332.6768 | 490354.1627 | 373880.4752 | 0 | 116473.6875 | 20.6272 | 20.7272 | 20.6272 | 20.7272 | 0.125 | 450 | 0.07492 | 544.838 | 0.0050921
2017-11-22 14:30 | 28455 | 134.5 | 20.64 | 9.3 | 791.9453 | 0 | 765614.8792 | 505213.3327 | 386937.0799 | 0 | 118276.2527 | 20.6324 | 20.7324 | 20.6324 | 20.7324 | 0.25 | 900 | 0.07839 | 561.3481 | 0.011001
2017-11-22 14:45 | 28456 | 134.75 | 20.6167 | 9.2 | 792.28 | 0 | 765614.8792 | 522150.2736 | 401797.9859 | 0 | 120352.2877 | 20.6426 | 20.7426 | 20.6426 | 20.7426 | 0.25 | 900 | 0.0905 | 580.167 | 0.013126
2017-11-22 15:00 | 28457 | 135 | 20.6255 | 9.1 | 946.7275 | 0 | 765614.8792 | 513689.8822 | 394317.3542 | 0 | 119372.528 | 20.6527 | 20.7527 | 20.6527 | 20.7527 | 0.25 | 900 | 0.07891 | 570.7665 | 0.01126
2017-11-22 15:15 | 28458 | 135.25 | 20.7178 | 8.975 | 982.0979 | 0 | 765614.8792 | 558891.5334 | 434024.8831 | 0 | 124866.6503 | 20.6627 | 20.7627 | 20.6627 | 20.7627 | 0.25 | 900 | 0.0806 | 620.9906 | 0.012513
2017-11-22 15:30 | 28459 | 135.5 | 20.7282 | 8.85 | 784.6174 | 0 | 833027.0814 | 571802.918 | 445318.0391 | 0 | 126484.8789 | 20.6725 | 20.7725 | 20.6725 | 20.7725 | 0.25 | 900 | 0.09339 | 635.3366 | 0.014834
2017-11-22 15:45 | 28460 | 135.75 | 20.7408 | 8.725 | 812.0841 | 0 | 833027.0814 | 514839.9486 | 395192.6384 | 0 | 119647.3101 | 20.6822 | 20.7822 | 20.6822 | 20.7822 | 0.25 | 900 | 0.09204 | 572.0444 | 0.013163
2017-11-22 16:00 | 28461.5 | 136.0625 | 20.7293 | 8.2625 | 782.6646 | 0 | 833027.0814 | 516379.7872 | 396473.1977 | 0 | 119906.5895 | 20.6964 | 20.7964 | 20.6964 | 20.7964 | 0.125 | 450 | 0.09874 | 573.7553 | 0.0070882
2017-11-22 16:15 | 28463.5 | 136.3125 | 20.7163 | 7.5875 | 1013.6735 | 0 | 943613.4829 | 528784.1964 | 407195.4682 | 0 | 121588.7282 | 20.7055 | 20.8055 | 20.7055 | 20.8055 | 0.125 | 450 | 0.09779 | 587.538 | 0.0071641
2017-11-22 16:30 | 28466 | 136.5833 | 20.7249 | 6.8 | 1173.2597 | 0 | 1054199.8844 | 588889.4274 | 459561.4752 | 0 | 129327.9522 | 20.7154 | 20.8154 | 20.7154 | 20.8154 | 0.083333 | 300 | 0.09798 | 654.3216 | 0.0053425
2017-11-22 16:45 | 28468.5 | 136.8125 | 20.7326 | 6.2375 | 1323.0247 | 0 | 1054199.8844 | 636770.0108 | 501209.5542 | 0 | 135560.4566 | 20.722 | 20.822 | 20.722 | 20.822 | 0.125 | 450 | 0.10444 | 707.5222 | 0.00921
2017-11-22 17:00 | 28470.5 | 137.0625 | 20.7421 | 5.8375 | 1324.5351 | 0 | 1054199.8844 | 692268.9 | 549362.3666 | 0 | 142906.5334 | 20.7294 | 20.8294 | 20.7294 | 20.8294 | 0.125 | 450 | 0.10505 | 769.1877 | 0.010073
2017-11-22 17:15 | 28472 | 137.25 | 20.7454 | 5.775 | 1244.7081 | 0 | 1054199.8844 | 720118.1352 | 573496.5816 | 0 | 146621.5536 | 20.733 | 20.833 | 20.733 | 20.833 | 0.25 | 900 | 0.11116 | 800.1313 | 0.022236
2017-11-22 17:30 | 28473 | 137.5 | 20.7812 | 5.65 | 1260.9538 | 0 | 1330183.6065 | 681539.2024 | 539688.9499 | 0 | 141850.2525 | 20.74 | 20.84 | 20.74 | 20.84 | 0.25 | 900 | 0.11042 | 757.2658 | 0.020904
2017-11-22 17:45 | 28474 | 137.75 | 20.7888 | 5.525 | 1163.3542 | 0 | 1330183.6065 | 684716.4185 | 542383.6635 | 0 | 142332.7551 | 20.7468 | 20.8468 | 20.7468 | 20.8468 | 0.25 | 900 | 0.11065 | 760.796 | 0.021046
2017-11-22 18:00 | 28475 | 138 | 20.7961 | 5.4 | 1142.5946 | 0 | 1330183.6065 | 656287.5758 | 517465.7407 | 0 | 138821.8351 | 20.7535 | 20.8535 | 20.7535 | 20.8535 | 0.25 | 900 | 0.11292 | 729.2084 | 0.020586
2017-11-22 18:15 | 28476 | 138.25 | 20.8024 | 5.2 | 971.7088 | 0 | 1330183.6065 | 651481.6056 | 513191.7161 | 0 | 138289.8895 | 20.7601 | 20.8601 | 20.7601 | 20.8601 | 0.25 | 900 | 0.11249 | 723.8685 | 0.020357
2017-11-22 18:30 | 28477 | 138.5 | 20.8108 | 5 | 917.8055 | 0 | 1419081.7863 | 601837.1219 | 469726.5924 | 0 | 132110.5295 | 20.7665 | 20.8665 | 20.7665 | 20.8665 | 0.25 | 900 | 0.10555 | 668.7079 | 0.017646
2017-11-22 18:45 | 28478 | 138.75 | 20.8146 | 4.8 | 863.4295 | 0 | 1419081.7863 | 835324.5799 | 692261.4871 | 0 | 143063.0928 | 20.7727 | 20.8727 | 20.7727 | 20.8727 | 0.25 | 900 | 0.09888 | 928.1384 | 0.022944
2017-11-22 19:00 | 28479 | 139 | 20.8194 | 4.6 | 826.3868 | 0 | 1419081.7863 | 808205.8648 | 667523.475 | 0 | 140682.3898 | 20.7788 | 20.8788 | 20.7788 | 20.8788 | 0.25 | 900 | 0.10411 | 898.0065 | 0.023373
2017-11-22 19:15 | 28480 | 139.25 | 20.7861 | 4.6 | 808.3172 | 0 | 1419081.7863 | 790624.1823 | 651437.021 | 0 | 139187.1613 | 20.7846 | 20.8846 | 20.7846 | 20.8846 | 0.25 | 900 | 0.10296 | 878.4713 | 0.022612
2017-11-22 19:30 | 28481 | 139.5 | 20.7918 | 4.6 | 978.9471 | 0 | 1392175.501 | 779009.325 | 640917.369 | 0 | 138091.9559 | 20.7904 | 20.8904 | 20.7904 | 20.8904 | 0.25 | 900 | 0.09993 | 865.5659 | 0.021624
2017-11-22 19:45 | 28482 | 139.75 | 20.7989 | 4.6 | 1019.1702 | 0 | 1392175.501 | 874266.067 | 727171.579 | 0 | 147094.488 | 20.7962 | 20.8962 | 20.7962 | 20.8962 | 0.25 | 900 | 0.097 | 971.4067 | 0.023557
2017-11-22 20:00 | 28483 | 140 | 20.806 | 4.6 | 1099.6699 | 0 | 1392175.501 | 896166.2578 | 746999.8904 | 0 | 149166.3674 | 20.8019 | 20.9019 | 20.8019 | 20.9019 | 0.25 | 900 | 0.09245 | 995.7403 | 0.023014
2017-11-22 20:15 | 28484 | 140.25 | 20.8334 | 4.425 | 1150.3566 | 0 | 1392175.501 | 939461.7934 | 786201.6305 | 0 | 153260.1628 | 20.8076 | 20.9076 | 20.8076 | 20.9076 | 0.25 | 900 | 0.088 | 1043.8464 | 0.022965
2017-11-22 20:30 | 28485 | 140.5 | 20.8389 | 4.25 | 1138.1218 | 0 | 1377595.0107 | 957627.058 | 801663.5695 | 0 | 155963.4885 | 20.8132 | 20.9132 | 20.8132 | 20.9132 | 0.25 | 900 | 0.08954 | 1064.0301 | 0.023818
2017-11-22 20:45 | 28486 | 140.75 | 20.8476 | 4.075 | 1182.8042 | 0 | 1377595.0107 | 940201.5724 | 784922.943 | 0 | 155278.6294 | 20.8186 | 20.9186 | 20.8186 | 20.9186 | 0.25 | 900 | 0.08741 | 1044.6684 | 0.022829
2017-11-22 21:00 | 28487 | 141 | 20.8548 | 3.9 | 1192.6546 | 0 | 1377595.0107 | 953777.1601 | 796143.5035 | 0 | 157633.6566 | 20.8238 | 20.9238 | 20.8238 | 20.9238 | 0.25 | 900 | 0.09976 | 1059.7524 | 0.02643
2017-11-22 21:15 | 28488 | 141.25 | 20.8853 | 3.75 | 1181.8046 | 0 | 1377595.0107 | 949015.6631 | 790801.0442 | 0 | 158214.6189 | 20.8288 | 20.9288 | 20.8288 | 20.9288 | 0.25 | 900 | 0.09526 | 1054.4618 | 0.025112
2017-11-22 21:30 | 28489 | 141.5 | 20.8901 | 3.6 | 1086.9182 | 0 | 1264143.4163 | 951690.2923 | 793308.7716 | 0 | 158381.5208 | 20.8337 | 20.9337 | 20.8337 | 20.9337 | 0.25 | 900 | 0.09053 | 1057.4337 | 0.023932
2017-11-22 21:45 | 28490 | 141.75 | 20.8839 | 3.45 | 1069.6708 | 0 | 1264143.4163 | 907943.2233 | 754040.5641 | 0 | 153902.6592 | 20.8385 | 20.9385 | 20.8385 | 20.9385 | 0.25 | 900 | 0.08543 | 1008.8258 | 0.021546
2017-11-22 22:00 | 28491 | 142 | 20.8877 | 3.3 | 1059.3719 | 0 | 1264143.4163 | 904125.6379 | 750690.7791 | 0 | 153434.8588 | 20.8431 | 20.9431 | 20.8431 | 20.9431 | 0.25 | 900 | 0.09509 | 1004.584 | 0.023881
2017-11-22 22:15 | 28492 | 142.25 | 20.8679 | 3.3 | 1115.0592 | 0 | 1264143.4163 | 905049.4197 | 751603.2024 | 0 | 153446.2173 | 20.8476 | 20.9476 | 20.8476 | 20.9476 | 0.25 | 900 | 0.09064 | 1005.6105 | 0.022787
2017-11-22 22:30 | 28493 | 142.5 | 20.8747 | 3.3 | 1229.1673 | 0 | 1009469.0009 | 929718.5299 | 773597.0157 | 0 | 156121.5142 | 20.8521 | 20.9521 | 20.8521 | 20.9521 | 0.25 | 900 | 0.08971 | 1033.0206 | 0.023168
2017-11-22 22:45 | 28494 | 142.75 | 20.881 | 3.3 | 1262.1529 | 0 | 1009469.0009 | 986889.0089 | 824806.5254 | 0 | 162082.4835 | 20.8565 | 20.9565 | 20.8565 | 20.9565 | 0.25 | 900 | 0.08434 | 1096.5433 | 0.023121
2017-11-22 23:00 | 28495 | 143 | 20.8781 | 3.3 | 1334.0971 | 0 | 1009469.0009 | 1000343.248 | 836670.573 | 0 | 163672.675 | 20.8609 | 20.9609 | 20.8609 | 20.9609 | 0.25 | 900 | 0.08799 | 1111.4925 | 0.02445
2017-11-22 23:15 | 28496 | 143.25 | 20.9062 | 3.3 | 1442.8813 | 0 | 1009469.0009 | 1032546.8683 | 865375.6194 | 0 | 167171.2489 | 20.8653 | 20.9653 | 20.8653 | 20.9653 | 0.25 | 900 | 0.0839 | 1147.2743 | 0.024064
2017-11-22 23:30 | 28497 | 143.5 | 20.9119 | 3.3 | 1416.0732 | 0 | 787730.259 | 1093093.4201 | 920059.8452 | 0 | 173033.5749 | 20.8697 | 20.9697 | 20.8697 | 20.9697 | 0.25 | 900 | 0.08264 | 1214.5482 | 0.025093
2017-11-22 23:45 | 28498 | 143.75 | 20.9164 | 3.3 | 1450.2216 | 0 | 787730.259 | 1081901.6341 | 910256.1815 | 0 | 171645.4526 | 20.874 | 20.974 | 20.874 | 20.974 | 0.25 | 900 | 0.08193 | 1202.1129 | 0.024622
2017-11-23 | 28499 | 144 | 20.9186 | 3.3 | 1456.5964 | 0 | 787730.259 | 1102818.5522 | 929333.0178 | 0 | 173485.5344 | 20.8783 | 20.9783 | 20.8783 | 20.9783 | 0.25 | 900 | 0.08193 | 1225.3539 | 0.025098

## Details_2025-12-24
datetime | Unnamed: 0 | sim_time | Zone Air Temperature,LIVING_UNIT1 | Site Outdoor Air Drybulb Temperature,ENVIRONMENT | Zone Air System Sensible Heating Rate,LIVING_UNIT1 | Zone Air System Sensible Cooling Rate,LIVING_UNIT1 | Electricity:Building | Electricity:HVAC | Heating:Electricity | Cooling:Electricity | Fans:Electricity | Zone Thermostat Heating Setpoint Temperature,LIVING_UNIT1 | Zone Thermostat Cooling Setpoint Temperature,LIVING_UNIT1 | Zone Temperature Control,Heating Setpoint,LIVING_UNIT1 | Zone Temperature Control,Cooling Setpoint,LIVING_UNIT1 | dt_hours | dt_seconds | current_price | P_total_W | step_cost_real
2017-12-24 | 30238 | 120 | 19.977 | 7 | 977.8473 | 0 | 787730.259 | 576294.4977 | 0 | 0 | 0 | 19.9636 | 20.0636 | 19.9636 | 20.0636 | 0.25 | 900 | 0.06587 | 0 | 0
2017-12-24 00:15 | 30239 | 120.25 | 19.9848 | 7.05 | 1056.9795 | 0 | 787730.259 | 583542.3229 | 454650.2814 | 0 | 128892.0416 | 19.9758 | 20.0758 | 19.9758 | 20.0758 | 0.25 | 900 | 0.06541 | 648.3804 | 0.010603
2017-12-24 00:30 | 30240 | 120.5 | 20.0003 | 7.1 | 1139.5403 | 0 | 613262.9701 | 606410.9897 | 474709.1505 | 0 | 131701.8392 | 19.9881 | 20.0881 | 19.9881 | 20.0881 | 0.25 | 900 | 0.05566 | 673.79 | 0.0093758
2017-12-24 00:45 | 30241 | 120.75 | 19.9972 | 7.15 | 1192.9757 | 0 | 613262.9701 | 630196.1856 | 495574.6619 | 0 | 134621.5237 | 20.0003 | 20.1003 | 20.0003 | 20.1003 | 0.25 | 900 | 0.04993 | 700.218 | 0.0087405
2017-12-24 01:00 | 30242 | 121 | 20.0096 | 7.2 | 1308.2481 | 0 | 613262.9701 | 644713.9605 | 508323.872 | 0 | 136390.0885 | 20.0124 | 20.1124 | 20.0124 | 20.1124 | 0.25 | 900 | 0.057 | 716.3488 | 0.010208
2017-12-24 01:15 | 30243 | 121.25 | 20.0543 | 7.25 | 1358.3438 | 0 | 613262.9701 | 677805.2278 | 537350.9553 | 0 | 140454.2725 | 20.0246 | 20.1246 | 20.0246 | 20.1246 | 0.25 | 900 | 0.05348 | 753.1169 | 0.010069
2017-12-24 01:30 | 30244 | 121.5 | 20.0696 | 7.3 | 1299.1672 | 0 | 562337.4017 | 692637.4546 | 550381.8629 | 0 | 142255.5917 | 20.0367 | 20.1367 | 20.0367 | 20.1367 | 0.25 | 900 | 0.0509 | 769.5972 | 0.0097931
2017-12-24 01:45 | 30245 | 121.75 | 20.078 | 7.35 | 1280.594 | 0 | 562337.4017 | 674411.0365 | 534441.2825 | 0 | 139969.754 | 20.0487 | 20.1487 | 20.0487 | 20.1487 | 0.25 | 900 | 0.04687 | 749.3456 | 0.0087805
2017-12-24 02:00 | 30246 | 122 | 20.0815 | 7.4 | 1275.9067 | 0 | 562337.4017 | 668377.1459 | 529184.7638 | 0 | 139192.3821 | 20.0608 | 20.1608 | 20.0608 | 20.1608 | 0.25 | 900 | 0.05088 | 742.6413 | 0.0094464
2017-12-24 02:15 | 30247 | 122.25 | 20.1212 | 7.175 | 1280.2382 | 0 | 562337.4017 | 666386.4064 | 527471.5009 | 0 | 138914.9055 | 20.0728 | 20.1728 | 20.0728 | 20.1728 | 0.25 | 900 | 0.04828 | 740.4293 | 0.008937
2017-12-24 02:30 | 30248 | 122.5 | 20.1329 | 6.95 | 1163.8531 | 0 | 545753.3182 | 670637.5078 | 531054.0425 | 0 | 139583.4652 | 20.0846 | 20.1846 | 20.0846 | 20.1846 | 0.25 | 900 | 0.04807 | 745.1528 | 0.0089549
2017-12-24 02:45 | 30249 | 122.75 | 20.1449 | 6.725 | 1131.8584 | 0 | 545753.3182 | 638581.0831 | 502832.5756 | 0 | 135748.5075 | 20.0961 | 20.1961 | 20.0961 | 20.1961 | 0.25 | 900 | 0.04721 | 709.5345 | 0.0083743
2017-12-24 03:00 | 30250 | 123 | 20.1545 | 6.5 | 1065.1685 | 0 | 545753.3182 | 631535.8424 | 496532.0167 | 0 | 135003.8258 | 20.1074 | 20.2074 | 20.1074 | 20.2074 | 0.25 | 900 | 0.04728 | 701.7065 | 0.0082942
2017-12-24 03:15 | 30251 | 123.25 | 20.1406 | 6.55 | 1024.7721 | 0 | 545753.3182 | 614173.0022 | 481207.0541 | 0 | 132965.9481 | 20.1185 | 20.2185 | 20.1185 | 20.2185 | 0.25 | 900 | 0.04682 | 682.4144 | 0.0079877
2017-12-24 03:30 | 30252 | 123.5 | 20.1511 | 6.6 | 1068.211 | 0 | 533363.667 | 601478.1648 | 470123.4274 | 0 | 131354.7374 | 20.1295 | 20.2295 | 20.1295 | 20.2295 | 0.25 | 900 | 0.04447 | 668.3091 | 0.0074299
2017-12-24 03:45 | 30253 | 123.75 | 20.1616 | 6.65 | 1047.9934 | 0 | 533363.667 | 614432.784 | 481489.295 | 0 | 132943.4891 | 20.1405 | 20.2405 | 20.1405 | 20.2405 | 0.25 | 900 | 0.04212 | 682.7031 | 0.0071889
2017-12-24 04:00 | 30254 | 124 | 20.1726 | 6.7 | 1055.9527 | 0 | 533363.667 | 608045.7342 | 475925.5199 | 0 | 132120.2143 | 20.1515 | 20.2515 | 20.1515 | 20.2515 | 0.25 | 900 | 0.0463 | 675.6064 | 0.0078201
2017-12-24 04:15 | 30255 | 124.25 | 20.1808 | 6.675 | 1048.9555 | 0 | 533363.667 | 609963.7394 | 477631.6463 | 0 | 132332.0931 | 20.1625 | 20.2625 | 20.1625 | 20.2625 | 0.25 | 900 | 0.04379 | 677.7375 | 0.0074195
2017-12-24 04:30 | 30256 | 124.5 | 20.1918 | 6.65 | 1060.4986 | 0 | 566989.6412 | 608044.6487 | 475938.044 | 0 | 132106.6047 | 20.1734 | 20.2734 | 20.1734 | 20.2734 | 0.25 | 900 | 0.04087 | 675.6052 | 0.006903
2017-12-24 04:45 | 30257 | 124.75 | 20.2028 | 6.625 | 1064.7228 | 0 | 566989.6412 | 611792.416 | 479205.3683 | 0 | 132587.0477 | 20.1842 | 20.2842 | 20.1842 | 20.2842 | 0.25 | 900 | 0.04035 | 679.7694 | 0.0068572
2017-12-24 05:00 | 30258 | 125 | 20.2137 | 6.6 | 1072.6095 | 0 | 566989.6412 | 613329.7529 | 480537.4707 | 0 | 132792.2822 | 20.1949 | 20.2949 | 20.1949 | 20.2949 | 0.25 | 900 | 0.04421 | 681.4775 | 0.007532
2017-12-24 05:15 | 30259 | 125.25 | 20.2243 | 6.55 | 1046.0869 | 0 | 566989.6412 | 615944.4236 | 482812.465 | 0 | 133131.9586 | 20.2056 | 20.3056 | 20.2056 | 20.3056 | 0.25 | 900 | 0.04208 | 684.3827 | 0.0071997
2017-12-24 05:30 | 30260 | 125.5 | 20.2337 | 6.5 | 1043.4472 | 0 | 696064.4026 | 608652.9961 | 476403.1371 | 0 | 132249.859 | 20.2162 | 20.3162 | 20.2162 | 20.3162 | 0.25 | 900 | 0.04451 | 676.2811 | 0.0075253
2017-12-24 05:45 | 30261 | 125.75 | 20.2441 | 6.45 | 1049.1867 | 0 | 696064.4026 | 608390.0829 | 476146.0643 | 0 | 132244.0187 | 20.2266 | 20.3266 | 20.2266 | 20.3266 | 0.25 | 900 | 0.04504 | 675.989 | 0.0076116
2017-12-24 06:00 | 30262 | 126 | 20.2548 | 6.4 | 1054.7886 | 0 | 696064.4026 | 610657.9804 | 478103.7066 | 0 | 132554.2738 | 20.237 | 20.337 | 20.237 | 20.337 | 0.25 | 900 | 0.045 | 678.5089 | 0.0076332
2017-12-24 06:15 | 30263 | 126.25 | 20.2662 | 6.425 | 1033.296 | 0 | 696064.4026 | 612880.7446 | 480021.5026 | 0 | 132859.242 | 20.2472 | 20.3472 | 20.2472 | 20.3472 | 0.25 | 900 | 0.04502 | 680.9786 | 0.0076644
2017-12-24 06:30 | 30264 | 126.5 | 20.2765 | 6.45 | 1023.3665 | 0 | 832563.7912 | 606450.2063 | 474408.1614 | 0 | 132042.0449 | 20.2575 | 20.3575 | 20.2575 | 20.3575 | 0.25 | 900 | 0.05 | 673.8336 | 0.0084229
2017-12-24 06:45 | 30265 | 126.75 | 20.2861 | 6.475 | 1019.2884 | 0 | 832563.7912 | 603320.8104 | 471683.0804 | 0 | 131637.73 | 20.2676 | 20.3676 | 20.2676 | 20.3676 | 0.25 | 900 | 0.05064 | 670.3565 | 0.0084867
2017-12-24 07:00 | 30266 | 127 | 20.2951 | 6.5 | 1018.2298 | 0 | 832563.7912 | 601903.7503 | 470456.2544 | 0 | 131447.4959 | 20.2778 | 20.3778 | 20.2778 | 20.3778 | 0.25 | 900 | 0.05 | 668.7819 | 0.0083598
2017-12-24 07:15 | 30267 | 127.25 | 20.3055 | 6.425 | 1052.4985 | 0 | 832563.7912 | 601379.6618 | 470010.8117 | 0 | 131368.8501 | 20.2879 | 20.3879 | 20.2879 | 20.3879 | 0.25 | 900 | 0.0592 | 668.1996 | 0.0098894
2017-12-24 07:30 | 30268 | 127.5 | 20.3158 | 6.35 | 1058.2511 | 0 | 917156.0991 | 612203.0952 | 479442.1825 | 0 | 132760.9127 | 20.2979 | 20.3979 | 20.2979 | 20.3979 | 0.25 | 900 | 0.06124 | 680.2257 | 0.010414
2017-12-24 07:45 | 30269 | 127.75 | 20.326 | 6.275 | 1068.1398 | 0 | 917156.0991 | 614684.3998 | 481572.2634 | 0 | 133112.1364 | 20.3078 | 20.4078 | 20.3078 | 20.4078 | 0.25 | 900 | 0.06879 | 682.9827 | 0.011746
2017-12-24 08:00 | 30270 | 128 | 20.3361 | 6.2 | 1079.5521 | 0 | 917156.0991 | 618428.1769 | 484806.183 | 0 | 133621.9939 | 20.3175 | 20.4175 | 20.3175 | 20.4175 | 0.25 | 900 | 0.07075 | 687.1424 | 0.012154
2017-12-24 08:15 | 30271 | 128.25 | 20.3489 | 6.225 | 1247.5492 | 0 | 917156.0991 | 622655.1344 | 488461.8562 | 0 | 134193.2781 | 20.3272 | 20.4272 | 20.3272 | 20.4272 | 0.25 | 900 | 0.07088 | 691.839 | 0.012259
2017-12-24 08:30 | 30272 | 128.5 | 20.358 | 6.25 | 1260.2815 | 0 | 802160.3193 | 672197.1117 | 531811.4349 | 0 | 140385.6767 | 20.3368 | 20.4368 | 20.3368 | 20.4368 | 0.25 | 900 | 0.07941 | 746.8857 | 0.014828
2017-12-24 08:45 | 30273 | 128.75 | 20.368 | 6.275 | 1280.3082 | 0 | 802160.3193 | 675643.8563 | 534842.5207 | 0 | 140801.3356 | 20.3464 | 20.4464 | 20.3464 | 20.4464 | 0.25 | 900 | 0.08153 | 750.7154 | 0.015301
2017-12-24 09:00 | 30274 | 129 | 20.3752 | 6.3 | 1123.2047 | 0 | 802160.3193 | 681327.5649 | 539830.7868 | 0 | 141496.7781 | 20.3559 | 20.4559 | 20.3559 | 20.4559 | 0.25 | 900 | 0.08238 | 757.0306 | 0.015591
2017-12-24 09:15 | 30275 | 129.25 | 20.3845 | 6.4 | 1045.4471 | 0 | 802160.3193 | 634881.0278 | 499213.7126 | 0 | 135667.3152 | 20.3655 | 20.4655 | 20.3655 | 20.4655 | 0.25 | 900 | 0.07768 | 705.4234 | 0.013699
2017-12-24 09:30 | 30276.5 | 129.5625 | 20.3931 | 6.55 | 842.1151 | 0 | 755520.0357 | 589192.7217 | 459318.1041 | 0 | 129874.6176 | 20.3798 | 20.4798 | 20.3798 | 20.4798 | 0.125 | 450 | 0.07402 | 654.6586 | 0.0060722
2017-12-24 09:45 | 30278.5 | 129.8125 | 20.3983 | 6.65 | 726.1735 | 0 | 755520.0357 | 548950.0447 | 424147.1781 | 0 | 124802.8667 | 20.3893 | 20.4893 | 20.3893 | 20.4893 | 0.125 | 450 | 0.06536 | 609.9445 | 0.0049944
2017-12-24 10:00 | 30280.5 | 130.0625 | 20.4059 | 6.8875 | 567.0813 | 0 | 755520.0357 | 511056.5364 | 391019.5407 | 0 | 120036.9957 | 20.3989 | 20.4989 | 20.3989 | 20.4989 | 0.125 | 450 | 0.075 | 567.8406 | 0.0053371
2017-12-24 10:15 | 30283 | 130.3333 | 20.4139 | 7.325 | 359.5807 | 0 | 766087.2787 | 454318.3782 | 341433.2594 | 0 | 112885.1188 | 20.4103 | 20.5103 | 20.4103 | 20.5103 | 0.083333 | 300 | 0.06801 | 504.7982 | 0.0028609
2017-12-24 10:30 | 30286 | 130.5833 | 20.4224 | 7.7 | 214.2782 | 0 | 771370.9002 | 400813.3408 | 294648.0713 | 0 | 106165.2695 | 20.4203 | 20.5203 | 20.4203 | 20.5203 | 0.083333 | 300 | 0.06528 | 445.3482 | 0.0024227
2017-12-24 10:45 | 30289 | 130.8333 | 20.4316 | 8.075 | 87.4659 | 0 | 771370.9002 | 353387.275 | 253131.0858 | 0 | 100256.1893 | 20.4305 | 20.5305 | 20.4305 | 20.5305 | 0.083333 | 300 | 0.06058 | 392.6525 | 0.0019822
2017-12-24 11:00 | 30292 | 131.0833 | 20.4311 | 8.2333 | 17.1027 | 36.4331 | 771370.9002 | 313626.2333 | 218284.7521 | 0 | 95341.4812 | 20.441 | 20.541 | 20.441 | 20.541 | 0.083333 | 300 | 0.06045 | 348.4736 | 0.0017554
2017-12-24 11:15 | 30294.5 | 131.3125 | 20.4545 | 8.275 | 36.2586 | 27.5686 | 778056.2848 | 294612.8128 | 201607.7037 | 0 | 93005.109 | 20.4497 | 20.5497 | 20.4497 | 20.5497 | 0.125 | 450 | 0.05791 | 327.3476 | 0.0023731
2017-12-24 11:30 | 30296.5 | 131.5625 | 20.5032 | 8.325 | 0 | 55.7569 | 784741.6695 | 278992.628 | 187895.1257 | 0 | 91097.5024 | 20.4602 | 20.5602 | 20.4602 | 20.5602 | 0.125 | 450 | 0.05674 | 309.9918 | 0.0022033
2017-12-24 11:45 | 30298.5 | 131.8125 | 20.5648 | 8.375 | 0 | 73.8979 | 784741.6695 | 270000 | 180000 | 0 | 90000 | 20.4707 | 20.5707 | 20.4707 | 20.5707 | 0.125 | 450 | 0.05435 | 300 | 0.0020381
2017-12-24 12:00 | 30300.5 | 132.0625 | 20.578 | 8.4625 | 0 | 92.0899 | 784741.6695 | 276440.5796 | 178744.9221 | 6351.2052 | 91344.4522 | 20.4811 | 20.5811 | 20.4811 | 20.5811 | 0.125 | 450 | 0.0559 | 307.1562 | 0.0021429
2017-12-24 12:15 | 30302 | 132.25 | 20.5863 | 8.525 | 0 | 59.4521 | 784741.6695 | 282881.1591 | 177489.8442 | 12702.4105 | 92688.9045 | 20.4864 | 20.5864 | 20.4864 | 20.5864 | 0.25 | 900 | 0.05493 | 314.3124 | 0.0043163
2017-12-24 12:30 | 30303.5 | 132.5625 | 20.5251 | 8.7125 | 3.9513 | 25.5723 | 774510.3167 | 270319.0851 | 179937.7918 | 314.6553 | 90066.638 | 20.5021 | 20.6021 | 20.5021 | 20.6021 | 0.125 | 450 | 0.05455 | 300.3545 | 0.0020482
2017-12-24 12:45 | 30306 | 132.8333 | 20.5157 | 8.8583 | 158.0678 | 0 | 774510.3167 | 291437.3352 | 198838.9612 | 0 | 92598.374 | 20.5144 | 20.6144 | 20.5144 | 20.6144 | 0.083333 | 300 | 0.0537 | 323.8193 | 0.0014491
2017-12-24 13:00 | 30309 | 133.0833 | 20.5261 | 8.9 | 161.1753 | 0 | 774510.3167 | 327055.2396 | 230148.9104 | 0 | 96906.3292 | 20.5249 | 20.6249 | 20.5249 | 20.6249 | 0.083333 | 300 | 0.05345 | 363.3947 | 0.0016186
2017-12-24 13:15 | 30311.5 | 133.3125 | 20.5351 | 8.9 | 133.7729 | 0 | 767780.3955 | 334350.4572 | 236563.4728 | 0 | 97786.9844 | 20.5337 | 20.6337 | 20.5337 | 20.6337 | 0.125 | 450 | 0.05352 | 371.5005 | 0.0024879
2017-12-24 13:30 | 30313.5 | 133.5625 | 20.5451 | 8.9 | 95.8188 | 0 | 761050.4743 | 322196.0258 | 225879.837 | 0 | 96316.1888 | 20.5442 | 20.6442 | 20.5442 | 20.6442 | 0.125 | 450 | 0.05426 | 357.9956 | 0.0024316
2017-12-24 13:45 | 30315 | 133.75 | 20.5505 | 8.9 | 60.3965 | 0 | 761050.4743 | 315195.995 | 219726.8729 | 0 | 95469.1221 | 20.5495 | 20.6495 | 20.5495 | 20.6495 | 0.25 | 900 | 0.05521 | 350.2178 | 0.0048339
2017-12-24 14:00 | 30316 | 134 | 20.5685 | 8.9 | 126.3941 | 0 | 761050.4743 | 310061.0175 | 215213.2739 | 0 | 94847.7436 | 20.5599 | 20.6599 | 20.5599 | 20.6599 | 0.25 | 900 | 0.05472 | 344.5122 | 0.0047129
2017-12-24 14:15 | 30317 | 134.25 | 20.5755 | 8.9 | 153.8751 | 0 | 761050.4743 | 322740.578 | 226358.4935 | 0 | 96382.0845 | 20.5702 | 20.6702 | 20.5702 | 20.6702 | 0.25 | 900 | 0.05641 | 358.6006 | 0.0050572
2017-12-24 14:30 | 30318 | 134.5 | 20.5879 | 8.9 | 246.2087 | 0 | 765614.8792 | 330774.491 | 233420.2307 | 0 | 97354.2603 | 20.5805 | 20.6805 | 20.5805 | 20.6805 | 0.25 | 900 | 0.05878 | 367.5272 | 0.0054008
2017-12-24 14:45 | 30319 | 134.75 | 20.5997 | 8.9 | 314.4591 | 0 | 765614.8792 | 358094.6441 | 257434.3995 | 0 | 100660.2446 | 20.5907 | 20.6907 | 20.5907 | 20.6907 | 0.25 | 900 | 0.06418 | 397.8829 | 0.006384
2017-12-24 15:00 | 30320 | 135 | 20.6104 | 8.9 | 394.1953 | 0 | 765614.8792 | 378160.6071 | 275072.2004 | 0 | 103088.4067 | 20.6009 | 20.7009 | 20.6009 | 20.7009 | 0.25 | 900 | 0.05844 | 420.1785 | 0.0061388
2017-12-24 15:15 | 30321 | 135.25 | 20.621 | 8.9 | 460.6226 | 0 | 765614.8792 | 401499.4217 | 295586.8084 | 0 | 105912.6133 | 20.611 | 20.711 | 20.611 | 20.711 | 0.25 | 900 | 0.07016 | 446.1105 | 0.0078248
2017-12-24 15:30 | 30322 | 135.5 | 20.6332 | 8.9 | 562.0301 | 0 | 833027.0814 | 420884.2771 | 312625.9218 | 0 | 108258.3552 | 20.6211 | 20.7211 | 20.6211 | 20.7211 | 0.25 | 900 | 0.07062 | 467.6492 | 0.0082563
2017-12-24 15:45 | 30323 | 135.75 | 20.645 | 8.9 | 620.6957 | 0 | 833027.0814 | 450361.6267 | 338536.2469 | 0 | 111825.3798 | 20.6311 | 20.7311 | 20.6311 | 20.7311 | 0.25 | 900 | 0.07115 | 500.4018 | 0.0089009
2017-12-24 16:00 | 30324 | 136 | 20.6574 | 8.9 | 668.2735 | 0 | 833027.0814 | 467338.6362 | 353458.8854 | 0 | 113879.7507 | 20.641 | 20.741 | 20.641 | 20.741 | 0.25 | 900 | 0.06831 | 519.2652 | 0.0088678
2017-12-24 16:15 | 30325 | 136.25 | 20.6604 | 8.9 | 654.7466 | 0 | 833027.0814 | 481088.0788 | 365544.5218 | 0 | 115543.557 | 20.6509 | 20.7509 | 20.6509 | 20.7509 | 0.25 | 900 | 0.07671 | 534.5423 | 0.010251
2017-12-24 16:30 | 30326 | 136.5 | 20.6713 | 8.9 | 720.9953 | 0 | 1054199.8844 | 477050.5567 | 361995.5762 | 0 | 115054.9805 | 20.6608 | 20.7608 | 20.6608 | 20.7608 | 0.25 | 900 | 0.07915 | 530.0562 | 0.010488
2017-12-24 16:45 | 30327 | 136.75 | 20.6817 | 8.9 | 754.4261 | 0 | 1054199.8844 | 496257.7765 | 378878.5496 | 0 | 117379.2269 | 20.6705 | 20.7705 | 20.6705 | 20.7705 | 0.25 | 900 | 0.07992 | 551.3975 | 0.011017
2017-12-24 17:00 | 30328 | 137 | 20.6921 | 8.9 | 790.5471 | 0 | 1054199.8844 | 505866.612 | 387324.6295 | 0 | 118541.9825 | 20.6803 | 20.7803 | 20.6803 | 20.7803 | 0.25 | 900 | 0.07801 | 562.074 | 0.010962
2017-12-24 17:15 | 30329 | 137.25 | 20.7014 | 8.9 | 710.9454 | 0 | 1054199.8844 | 516233.019 | 396436.608 | 0 | 119796.411 | 20.6899 | 20.7899 | 20.6899 | 20.7899 | 0.25 | 900 | 0.0815 | 573.5922 | 0.011687
2017-12-24 17:30 | 30330 | 137.5 | 20.7111 | 8.9 | 721.7116 | 0 | 1330183.6065 | 493442.4661 | 376403.9171 | 0 | 117038.549 | 20.6995 | 20.7995 | 20.6995 | 20.7995 | 0.25 | 900 | 0.08384 | 548.2694 | 0.011492
2017-12-24 17:45 | 30331 | 137.75 | 20.7209 | 8.9 | 732.8868 | 0 | 1330183.6065 | 496570.6736 | 379153.5833 | 0 | 117417.0903 | 20.7091 | 20.8091 | 20.7091 | 20.8091 | 0.25 | 900 | 0.08233 | 551.7452 | 0.011356
2017-12-24 18:00 | 30332 | 138 | 20.7307 | 8.9 | 744.4822 | 0 | 1330183.6065 | 499807.1502 | 381998.4171 | 0 | 117808.7331 | 20.7186 | 20.8186 | 20.7186 | 20.8186 | 0.25 | 900 | 0.08466 | 555.3413 | 0.011754
2017-12-24 18:15 | 30333 | 138.25 | 20.7281 | 8.9 | 641.0942 | 0 | 1330183.6065 | 503161.772 | 384947.0995 | 0 | 118214.6725 | 20.7281 | 20.8281 | 20.7281 | 20.8281 | 0.25 | 900 | 0.07057 | 559.0686 | 0.0098634
2017-12-24 18:30 | 30334 | 138.5 | 20.7416 | 8.9 | 738.0474 | 0 | 1419081.7863 | 473250.4434 | 358655.3108 | 0 | 114595.1326 | 20.7375 | 20.8375 | 20.7375 | 20.8375 | 0.25 | 900 | 0.07631 | 525.8338 | 0.010032
2017-12-24 18:45 | 30335 | 138.75 | 20.7411 | 8.9 | 755.0447 | 0 | 1419081.7863 | 501452.8465 | 383444.9694 | 0 | 118007.8771 | 20.7468 | 20.8468 | 20.7468 | 20.8468 | 0.25 | 900 | 0.07025 | 557.1698 | 0.0097853
2017-12-24 19:00 | 30336 | 139 | 20.7411 | 8.9 | 833.447 | 0 | 1419081.7863 | 506120.2523 | 387547.577 | 0 | 118572.6752 | 20.7561 | 20.8561 | 20.7561 | 20.8561 | 0.25 | 900 | 0.07089 | 562.3558 | 0.0099664
2017-12-24 19:15 | 30337 | 139.25 | 20.8066 | 8.9 | 877.0231 | 0 | 1419081.7863 | 528566.0386 | 407277.2213 | 0 | 121288.8174 | 20.7653 | 20.8653 | 20.7653 | 20.8653 | 0.25 | 900 | 0.06818 | 587.2956 | 0.01001
2017-12-24 19:30 | 30338 | 139.5 | 20.803 | 8.9 | 721.7055 | 0 | 1392175.501 | 542477.6041 | 419505.3621 | 0 | 122972.242 | 20.7745 | 20.8745 | 20.7745 | 20.8745 | 0.25 | 900 | 0.0711 | 602.7529 | 0.010714
2017-12-24 19:45 | 30339 | 139.75 | 20.8048 | 8.9 | 726.4494 | 0 | 1392175.501 | 496679.5084 | 379249.2481 | 0 | 117430.2603 | 20.7837 | 20.8837 | 20.7837 | 20.8837 | 0.25 | 900 | 0.0663 | 551.8661 | 0.0091472
2017-12-24 20:00 | 30340 | 140 | 20.8166 | 8.9 | 694.2129 | 0 | 1392175.501 | 498136.5964 | 380530.0154 | 0 | 117606.581 | 20.7928 | 20.8928 | 20.7928 | 20.8928 | 0.25 | 900 | 0.07028 | 553.4851 | 0.0097247
2017-12-24 20:15 | 30341 | 140.25 | 20.8144 | 8.9 | 662.8823 | 0 | 1392175.501 | 489087.5852 | 372576.0159 | 0 | 116511.5692 | 20.8018 | 20.9018 | 20.8018 | 20.9018 | 0.25 | 900 | 0.06775 | 543.4307 | 0.0092044
2017-12-24 20:30 | 30342 | 140.5 | 20.8234 | 8.9 | 688.3788 | 0 | 1377595.0107 | 479821.6923 | 364431.3794 | 0 | 115390.3128 | 20.8108 | 20.9108 | 20.8108 | 20.9108 | 0.25 | 900 | 0.06364 | 533.1352 | 0.0084822
2017-12-24 20:45 | 30343 | 140.75 | 20.8323 | 8.9 | 678.9696 | 0 | 1377595.0107 | 487375.1769 | 371070.8245 | 0 | 116304.3524 | 20.8197 | 20.9197 | 20.8197 | 20.9197 | 0.25 | 900 | 0.06019 | 541.528 | 0.0081486
2017-12-24 21:00 | 30344 | 141 | 20.8416 | 8.9 | 684.1517 | 0 | 1377595.0107 | 484692.2975 | 368712.5976 | 0 | 115979.6999 | 20.8286 | 20.9286 | 20.8286 | 20.9286 | 0.25 | 900 | 0.06565 | 538.547 | 0.0088389
2017-12-24 21:15 | 30345 | 141.25 | 20.8511 | 8.9 | 688.3987 | 0 | 1377595.0107 | 486220.2202 | 370055.6279 | 0 | 116164.5923 | 20.8374 | 20.9374 | 20.8374 | 20.9374 | 0.25 | 900 | 0.0648 | 540.2447 | 0.008752
2017-12-24 21:30 | 30346 | 141.5 | 20.8608 | 8.9 | 697.4323 | 0 | 1264143.4163 | 487473.8142 | 371157.5258 | 0 | 116316.2884 | 20.8462 | 20.9462 | 20.8462 | 20.9462 | 0.25 | 900 | 0.06076 | 541.6376 | 0.0082275
2017-12-24 21:45 | 30347 | 141.75 | 20.8704 | 8.9 | 701.4467 | 0 | 1264143.4163 | 490104.8303 | 373470.1653 | 0 | 116634.6651 | 20.8549 | 20.9549 | 20.8549 | 20.9549 | 0.25 | 900 | 0.05981 | 544.5609 | 0.0081425
2017-12-24 22:00 | 30348 | 142 | 20.8749 | 8.9 | 704.5752 | 0 | 1264143.4163 | 491286.7554 | 374509.0668 | 0 | 116777.6886 | 20.8636 | 20.9636 | 20.8636 | 20.9636 | 0.25 | 900 | 0.06529 | 545.8742 | 0.00891
2017-12-24 22:15 | 30349 | 142.25 | 20.875 | 8.9 | 783.6336 | 0 | 1264143.4163 | 492105.6477 | 375228.8657 | 0 | 116876.782 | 20.8723 | 20.9723 | 20.8723 | 20.9723 | 0.25 | 900 | 0.06341 | 546.7841 | 0.0086679
2017-12-24 22:30 | 30350 | 142.5 | 20.8871 | 8.9 | 843.0246 | 0 | 1009469.0009 | 514695.4368 | 395085.0871 | 0 | 119610.3497 | 20.8809 | 20.9809 | 20.8809 | 20.9809 | 0.25 | 900 | 0.06202 | 571.8838 | 0.0088671
2017-12-24 22:45 | 30351 | 142.75 | 20.8972 | 8.9 | 866.4359 | 0 | 1009469.0009 | 531921.1345 | 410226.3204 | 0 | 121694.8141 | 20.8894 | 20.9894 | 20.8894 | 20.9894 | 0.25 | 900 | 0.05908 | 591.0235 | 0.0087294
2017-12-24 23:00 | 30352 | 143 | 20.9083 | 8.9 | 899.6957 | 0 | 1009469.0009 | 538587.9616 | 416086.4013 | 0 | 122501.5602 | 20.8979 | 20.9979 | 20.8979 | 20.9979 | 0.25 | 900 | 0.06198 | 598.4311 | 0.0092727
2017-12-24 23:15 | 30353 | 143.25 | 20.9213 | 8.9 | 963.8796 | 0 | 1009469.0009 | 548123.3287 | 424467.9032 | 0 | 123655.4254 | 20.9063 | 21.0063 | 20.9063 | 21.0063 | 0.25 | 900 | 0.06182 | 609.0259 | 0.0094125
2017-12-24 23:30 | 30354 | 143.5 | 20.9301 | 8.9 | 988.0973 | 0 | 787730.259 | 566425.2105 | 440555.0927 | 0 | 125870.1178 | 20.9147 | 21.0147 | 20.9147 | 21.0147 | 0.25 | 900 | 0.05754 | 629.3613 | 0.0090534
2017-12-24 23:45 | 30355 | 143.75 | 20.939 | 8.9 | 1013.5987 | 0 | 787730.259 | 573232.9468 | 446539.0316 | 0 | 126693.9152 | 20.9231 | 21.0231 | 20.9231 | 21.0231 | 0.25 | 900 | 0.05 | 636.9255 | 0.0079616
2017-12-25 | 30356 | 144 | 20.9479 | 8.9 | 1031.0747 | 0 | 787730.259 | 580483.123 | 452911.8712 | 0 | 127571.2517 | 20.9314 | 21.0314 | 20.9314 | 21.0314 | 0.25 | 900 | 0.05 | 644.9812 | 0.0080623