## Resume_Global
Day | Cost_Real | RMSE_Temp | RMSE_Power_W | MAPE_Power_Pct | Energy_Real_kWh | P_Avg_Real_W
2025-01-21 | 2.0086 | 0.85033 | 538.8225 | 100 | 12.4784 | 519.9315
2025-02-04 | 5.2677 | 0.54807 | 2309.2184 | 161.8723 | 36.92 | 1538.3318
2025-03-01 | 1.5095 | 0.86452 | 557.2421 | 100 | 12.8635 | 535.9806
2025-04-24 | 0.44248 | 1.2851 | 214.9464 | 100 | 4.7474 | 197.8089
2025-05-09 | 0.26848 | 0.48837 | 1158.5428 | 168.4382 | 5.7826 | 240.9437
2025-06-08 | 0.029566 | 0.51959 | 1530.2046 | 198.3355 | 7.8914 | 328.8082
2025-07-08 | 1.2418 | 0.57147 | 660.0441 | 92.7578 | 15.6546 | 652.2752
2025-08-05 | 0.15148 | 0.38403 | 777.1436 | 125.7056 | 11.3682 | 473.6766
2025-09-24 | 0.1658 | 0.76461 | 102.1846 | 100 | 2.4503 | 102.0977
2025-10-04 | -9.6952e-06 | 0.91505 | 2666.8177 | 1201.1831 | 6.3564 | 264.8501
2025-11-22 | 1.5653 | 0.78504 | 729.7224 | 100 | 17.1551 | 714.7974
2025-12-24 | 0.74556 | 0.74668 | 536.2885 | 100 | 12.4329 | 518.0392

## Details_2025-01-21
datetime | Environment:Site Outdoor Air Drybulb Temperature [C](TimeStep) | Environment:Site Direct Solar Radiation Rate per Area [W/m2](TimeStep) | LIVING_UNIT1:Zone Total Internal Total Heating Rate [W](TimeStep) | GARAGE1:Zone Total Internal Total Heating Rate [W](TimeStep) | ATTIC_UNIT1:Zone Total Internal Total Heating Rate [W](TimeStep) | LIVING_UNIT1:Zone Air Temperature [C](TimeStep) | LIVING_UNIT1:Zone Air System Sensible Heating Rate [W](TimeStep) | LIVING_UNIT1:Zone Air System Sensible Cooling Rate [W](TimeStep) | LIVING_UNIT1:Zone Thermostat Heating Setpoint Temperature [C](TimeStep) | LIVING_UNIT1:Zone Thermostat Cooling Setpoint Temperature [C](TimeStep) | GARAGE1:Zone Air Temperature [C](TimeStep) | GARAGE1:Zone Air System Sensible Heating Rate [W](TimeStep) | GARAGE1:Zone Air System Sensible Cooling Rate [W](TimeStep) | GARAGE1:Zone Thermostat Heating Setpoint Temperature [C](TimeStep) | GARAGE1:Zone Thermostat Cooling Setpoint Temperature [C](TimeStep) | ATTIC_UNIT1:Zone Air Temperature [C](TimeStep) | ATTIC_UNIT1:Zone Air System Sensible Heating Rate [W](TimeStep) | ATTIC_UNIT1:Zone Air System Sensible Cooling Rate [W](TimeStep) | ATTIC_UNIT1:Zone Thermostat Heating Setpoint Temperature [C](TimeStep) | ATTIC_UNIT1:Zone Thermostat Cooling Setpoint Temperature [C](TimeStep) | Electricity:Facility [J](TimeStep) | Electricity:Building [J](TimeStep) | Electricity:HVAC [J](TimeStep) | Electricity:Plant [J](TimeStep) | ExteriorLights:Electricity [J](TimeStep) | Cooling:Electricity [J](TimeStep) | Heating:Electricity [J](TimeStep) | Ventilation:Fans:Electricity [J](TimeStep) | Fans:Electricity [J](TimeStep) | dt_hours | dt_seconds | current_price | P_total_W | step_cost_real
2017-01-21 | 7.9 | 0 | 1011.2128 | 0 | 0 | 20.0148 | 1008.6862 | 0 | 20 | 24 | 9.9812 | 0 | 0 | 0 | 0 | 8.1806 | 0 | 0 | 0 | 0 | 1419787.438 | 787730.259 | 584560.9457 | 7470 | 40026.2329 | 0 | 0 | 90000 | 0 | 0.25 | 900 | 0.14136 | 0 | 0
2017-01-21 00:15 | 7.95 | 0 | 874.5602 | 0 | 0 | 20.0159 | 1050.0304 | 0 | 20 | 24 | 10.0217 | 0 | 0 | 0 | 0 | 8.2281 | 0 | 0 | 0 | 0 | 1316538.952 | 618068.3051 | 596028.7022 | 63080.5224 | 39361.422 | 0 | 466082.5001 | 90000 | 129946.2021 | 0.25 | 900 | 0.14009 | 662.2541 | 0.023194
2017-01-21 00:30 | 8 | 0 | 874.5602 | 0 | 0 | 20.0161 | 1065.4189 | 0 | 20 | 24 | 10.0624 | 0 | 0 | 0 | 0 | 8.2776 | 0 | 0 | 0 | 0 | 1470083.924 | 618068.3051 | 599961.8746 | 212692.3227 | 39361.422 | 0 | 469560.1105 | 90000 | 130401.7641 | 0.25 | 900 | 0.13882 | 666.6243 | 0.023135
2017-01-21 00:45 | 8.05 | 0 | 874.5602 | 0 | 0 | 20.0162 | 1077.3555 | 0 | 20 | 24 | 10.1039 | 0 | 0 | 0 | 0 | 8.3262 | 0 | 0 | 0 | 0 | 1267814.308 | 618068.3051 | 602914.5804 | 7470 | 39361.422 | 0 | 472177.8534 | 90000 | 130736.727 | 0.25 | 900 | 0.13755 | 669.9051 | 0.023036
2017-01-21 01:00 | 8.1 | 0 | 874.5602 | 0 | 0 | 20.0162 | 1085.5185 | 0 | 20 | 24 | 10.1458 | 0 | 0 | 0 | 0 | 8.3749 | 0 | 0 | 0 | 0 | 1269686.643 | 618068.3051 | 604786.9155 | 7470 | 39361.422 | 0 | 473847.806 | 90000 | 130939.1095 | 0.25 | 900 | 0.13628 | 671.9855 | 0.022895
2017-01-21 01:15 | 8.2 | 0 | 835.8728 | 0 | 0 | 20.0276 | 1091.3193 | 0 | 20 | 24 | 10.1969 | 0 | 0 | 0 | 0 | 8.4667 | 0 | 0 | 0 | 0 | 1477347.896 | 565217.8601 | 605825.6381 | 266942.9762 | 39361.422 | 0 | 474813.1122 | 90000 | 131012.5259 | 0.25 | 900 | 0.13453 | 673.1396 | 0.02264
2017-01-21 01:30 | 8.3 | 0 | 835.8728 | 0 | 0 | 20.0279 | 1050.0375 | 0 | 20 | 24 | 10.2579 | 0 | 0 | 0 | 0 | 8.5621 | 0 | 0 | 0 | 0 | 1204920.12 | 565217.8601 | 592870.8376 | 7470 | 39361.422 | 0 | 463491.9291 | 90000 | 129378.9085 | 0.25 | 900 | 0.13278 | 658.7454 | 0.021868
2017-01-21 01:45 | 8.4 | 0 | 835.8728 | 0 | 0 | 20.0278 | 1034.9245 | 0 | 20 | 24 | 10.3232 | 0 | 0 | 0 | 0 | 8.6578 | 0 | 0 | 0 | 0 | 1199672.872 | 565217.8601 | 587623.5904 | 7470 | 39361.422 | 0 | 458935.3257 | 90000 | 128688.2647 | 0.25 | 900 | 0.13104 | 652.9151 | 0.021389
2017-01-21 02:00 | 8.5 | 0 | 835.8728 | 0 | 0 | 20.0272 | 1006.4558 | 0 | 20 | 24 | 10.3893 | 0 | 0 | 0 | 0 | 8.7551 | 0 | 0 | 0 | 0 | 1190646.865 | 565217.8601 | 578597.5828 | 7470 | 39361.422 | 0 | 451057.9384 | 90000 | 127539.6444 | 0.25 | 900 | 0.12929 | 642.8862 | 0.02078
2017-01-21 02:15 | 8.55 | 0 | 824.0018 | 0 | 0 | 20.027 | 983.439 | 0 | 20 | 24 | 10.4589 | 0 | 0 | 0 | 0 | 8.8107 | 0 | 0 | 0 | 0 | 1166035.584 | 547654.6132 | 571549.5491 | 7470 | 39361.422 | 0 | 444891.3012 | 90000 | 126658.2479 | 0.25 | 900 | 0.12656 | 635.0551 | 0.020094
2017-01-21 02:30 | 8.6 | 0 | 824.0018 | 0 | 0 | 20.027 | 1008.688 | 0 | 20 | 24 | 10.4985 | 0 | 0 | 0 | 0 | 8.8522 | 0 | 0 | 0 | 0 | 1431510.063 | 547654.6132 | 578247.2745 | 266246.7531 | 39361.422 | 0 | 450799.3688 | 90000 | 127447.9056 | 0.25 | 900 | 0.12384 | 642.497 | 0.019891
2017-01-21 02:45 | 8.65 | 0 | 824.0018 | 0 | 0 | 20.0269 | 994.1031 | 0 | 20 | 24 | 10.4694 | 0 | 0 | 0 | 0 | 8.878 | 0 | 0 | 0 | 0 | 1168136.502 | 547654.6132 | 573650.4664 | 7470 | 39361.422 | 0 | 446785.1982 | 90000 | 126865.2681 | 0.25 | 900 | 0.12111 | 637.3894 | 0.019298
2017-01-21 03:00 | 8.7 | 0 | 824.0018 | 0 | 0 | 20.0265 | 976.2788 | 0 | 20 | 24 | 10.4 | 0 | 0 | 0 | 0 | 8.9056 | 0 | 0 | 0 | 0 | 1162644.699 | 547654.6132 | 568158.6638 | 7470 | 39361.422 | 0 | 441983.8816 | 90000 | 126174.7822 | 0.25 | 900 | 0.11838 | 631.2874 | 0.018683
2017-01-21 03:15 | 8.675 | 0 | 815.3182 | 0 | 0 | 20.0043 | 973.1202 | 0 | 20 | 24 | 10.3231 | 0 | 0 | 0 | 0 | 8.8814 | 0 | 0 | 0 | 0 | 1148138.39 | 534376.742 | 566930.2265 | 7470 | 39361.422 | 0 | 440892.6655 | 90000 | 126037.561 | 0.25 | 900 | 0.11746 | 629.9225 | 0.018497
2017-01-21 03:30 | 8.65 | 0 | 815.3182 | 0 | 0 | 20.0038 | 1045.6751 | 0 | 20 | 24 | 10.2531 | 0 | 0 | 0 | 0 | 8.8548 | 0 | 0 | 0 | 0 | 1169389.69 | 534376.742 | 588181.5265 | 7470 | 39361.422 | 0 | 459552.0871 | 90000 | 128629.4394 | 0.25 | 900 | 0.11653 | 653.535 | 0.01904
2017-01-21 03:45 | 8.625 | 0 | 815.3182 | 0 | 0 | 20.0039 | 1062.1699 | 0 | 20 | 24 | 10.1888 | 0 | 0 | 0 | 0 | 8.8281 | 0 | 0 | 0 | 0 | 1433130.178 | 534376.742 | 593130.0181 | 266261.9959 | 39361.422 | 0 | 463886.9291 | 90000 | 129243.089 | 0.25 | 900 | 0.11561 | 659.0334 | 0.019048
2017-01-21 04:00 | 8.6 | 0 | 815.3182 | 0 | 0 | 20.004 | 1101.4086 | 0 | 20 | 24 | 10.1265 | 0 | 0 | 0 | 0 | 8.8017 | 0 | 0 | 0 | 0 | 1185694.39 | 534376.742 | 604486.2256 | 7470 | 39361.422 | 0 | 473850.6396 | 90000 | 130635.5859 | 0.25 | 900 | 0.11469 | 671.6514 | 0.019258
2017-01-21 04:15 | 8.475 | 0 | 852.3875 | 0 | 0 | 20.0114 | 1120.9074 | 0 | 20 | 24 | 10.0619 | 0 | 0 | 0 | 0 | 8.696 | 0 | 0 | 0 | 0 | 1227879.03 | 568947.5245 | 611213.6691 | 7470 | 40247.8366 | 0 | 479692.8112 | 90000 | 131520.8579 | 0.25 | 900 | 0.11663 | 679.1263 | 0.019801
2017-01-21 04:30 | 8.35 | 0 | 852.3875 | 0 | 0 | 20.0119 | 1122.2636 | 0 | 20 | 24 | 9.9934 | 0 | 0 | 0 | 0 | 8.578 | 0 | 0 | 0 | 0 | 1229239.875 | 568947.5245 | 612574.5142 | 7470 | 40247.8366 | 0 | 480819.7733 | 90000 | 131754.7409 | 0.25 | 900 | 0.11856 | 680.6383 | 0.020174
2017-01-21 04:45 | 8.225 | 0 | 852.3875 | 0 | 0 | 20.0122 | 1142.099 | 0 | 20 | 24 | 9.9211 | 0 | 0 | 0 | 0 | 8.4631 | 0 | 0 | 0 | 0 | 1411009.523 | 568947.5245 | 619348.2241 | 182465.938 | 40247.8366 | 0 | 486698.1975 | 90000 | 132650.0267 | 0.25 | 900 | 0.1205 | 688.1647 | 0.02073
2017-01-21 05:00 | 8.1 | 0 | 852.3875 | 0 | 0 | 20.0125 | 1154.7807 | 0 | 20 | 24 | 9.8461 | 0 | 0 | 0 | 0 | 8.347 | 0 | 0 | 0 | 0 | 1285785.288 | 568947.5245 | 624119.927 | 52470 | 40247.8366 | 0 | 490816.6981 | 90000 | 133303.229 | 0.25 | 900 | 0.12243 | 693.4666 | 0.021225
2017-01-21 05:15 | 7.975 | 0 | 976.5868 | 0 | 0 | 20.0225 | 1127.0596 | 0 | 20 | 24 | 9.7738 | 0 | 0 | 0 | 0 | 8.2302 | 0 | 0 | 0 | 0 | 1365895.926 | 699104.1129 | 617633.5526 | 7470 | 41688.2603 | 0 | 485054.1249 | 90000 | 132579.4276 | 0.25 | 900 | 0.12667 | 686.2595 | 0.021733
2017-01-21 05:30 | 7.85 | 0 | 976.5868 | 0 | 0 | 20.023 | 1087.5749 | 0 | 20 | 24 | 9.7042 | 0 | 0 | 0 | 0 | 8.1132 | 0 | 0 | 0 | 0 | 1620468.075 | 699104.1129 | 607254.898 | 272420.8041 | 41688.2603 | 0 | 475879.3622 | 90000 | 131375.5358 | 0.25 | 900 | 0.13092 | 674.7277 | 0.022083
2017-01-21 05:45 | 7.725 | 0 | 976.5868 | 0 | 0 | 20.0232 | 1076.7919 | 0 | 20 | 24 | 9.6357 | 0 | 0 | 0 | 0 | 7.9982 | 0 | 0 | 0 | 0 | 1618250.08 | 699104.1129 | 605274.4822 | 272183.2242 | 41688.2603 | 0 | 474074.9711 | 90000 | 131199.5111 | 0.25 | 900 | 0.13516 | 672.5272 | 0.022724
2017-01-21 06:00 | 7.6 | 0 | 976.5868 | 0 | 0 | 20.0235 | 1057.1032 | 0 | 20 | 24 | 9.5672 | 0 | 0 | 0 | 0 | 7.8836 | 0 | 0 | 0 | 0 | 1348995.868 | 699104.1129 | 600733.4945 | 7470 | 41688.2603 | 0 | 470025.9551 | 90000 | 130707.5394 | 0.25 | 900 | 0.1394 | 667.4817 | 0.023262
2017-01-21 06:15 | 7.575 | 0 | 1083.841 | 0 | 0 | 20.0242 | 1013.2582 | 0 | 20 | 24 | 9.5068 | 0 | 0 | 0 | 0 | 7.8467 | 0 | 0 | 0 | 0 | 1713653.011 | 840351.5442 | 588399.1817 | 281799.8339 | 3102.4511 | 0 | 459197.0664 | 90000 | 129202.1153 | 0.25 | 900 | 0.14965 | 653.7769 | 0.024459
2017-01-21 06:30 | 7.55 | 0 | 1083.841 | 0 | 0 | 20.0196 | 986.5338 | 0 | 20 | 24 | 9.4558 | 0 | 0 | 0 | 0 | 7.8286 | 0 | 0 | 0 | 0 | 1855576.733 | 840351.5442 | 580746.5313 | 431376.2062 | 3102.4511 | 0 | 452474.22 | 90000 | 128272.3113 | 0.25 | 900 | 0.1599 | 645.2739 | 0.025795
2017-01-21 06:45 | 7.525 | 0 | 1083.841 | 0 | 0 | 20.0298 | 975.2212 | 0 | 20 | 24 | 9.4105 | 0 | 0 | 0 | 0 | 7.795 | 0 | 0 | 0 | 0 | 1793603.209 | 840351.5442 | 577998.5149 | 372150.6987 | 3102.4511 | 0 | 450052.3562 | 90000 | 127946.1587 | 0.25 | 900 | 0.17015 | 642.2206 | 0.027318
2017-01-21 07:00 | 7.5 | 0 | 1083.841 | 0 | 0 | 20.0274 | 919.6013 | 0 | 20 | 24 | 9.3688 | 0 | 0 | 0 | 0 | 7.7618 | 0 | 0 | 0 | 0 | 1688243.406 | 840351.5442 | 561766.7881 | 283022.6226 | 3102.4511 | 0 | 435808.7656 | 90000 | 125958.0224 | 0.25 | 900 | 0.1804 | 624.1853 | 0.028151
2017-01-21 07:15 | 7.5 | 0 | 1091.9361 | 0 | 0 | 20.0067 | 939.4703 | 0 | 20 | 24 | 9.3259 | 0 | 0 | 0 | 0 | 7.7515 | 0 | 0 | 0 | 0 | 1787016.338 | 932617.0622 | 567142.9681 | 284486.2621 | 2770.0456 | 0 | 440522.3726 | 90000 | 126620.5954 | 0.25 | 900 | 0.1964 | 630.1589 | 0.030941
2017-01-21 07:30 | 7.5 | 0 | 1091.9361 | 0 | 0 | 20.0025 | 987.6547 | 0 | 20 | 24 | 9.2854 | 0 | 0 | 0 | 0 | 7.7502 | 0 | 0 | 0 | 0 | 2084887.776 | 932617.0622 | 581500.5472 | 568000.121 | 2770.0456 | 0 | 453110.4901 | 90000 | 128390.0571 | 0.25 | 900 | 0.2124 | 646.1117 | 0.034309
2017-01-21 07:45 | 7.5 | 0 | 1091.9361 | 0 | 0 | 20.0026 | 1005.6103 | 0 | 20 | 24 | 9.2511 | 0 | 0 | 0 | 0 | 7.7498 | 0 | 0 | 0 | 0 | 1810267.18 | 932617.0622 | 586846.5079 | 288033.5647 | 2770.0456 | 0 | 457797.6021 | 90000 | 129048.9059 | 0.25 | 900 | 0.2284 | 652.0517 | 0.037232
2017-01-21 08:00 | 7.5 | 0 | 1091.9361 | 0 | 0 | 20.0026 | 1036.0762 | 0 | 20 | 24 | 9.2218 | 0 | 0 | 0 | 0 | 7.7522 | 0 | 0 | 0 | 0 | 1919717.413 | 932617.0622 | 595701.1325 | 388629.1724 | 2770.0456 | 0 | 465560.962 | 90000 | 130140.1705 | 0.25 | 900 | 0.2444 | 661.8901 | 0.040441
2017-01-21 08:15 | 7.45 | 0 | 792.0375 | 0 | 0 | 20.0389 | 1210.5396 | 0 | 20 | 24 | 9.205 | 0 | 0 | 0 | 0 | 7.7274 | 0 | 0 | 0 | 0 | 1943790.425 | 825932.8334 | 647244.9823 | 469393.7891 | 1218.8201 | 0 | 510722.2972 | 90000 | 136522.6851 | 0.25 | 900 | 0.23614 | 719.1611 | 0.042455
2017-01-21 08:30 | 7.4 | 0 | 792.0375 | 0 | 0 | 20.0381 | 1109.6954 | 0 | 20 | 24 | 9.1962 | 0 | 0 | 0 | 0 | 7.6821 | 0 | 0 | 0 | 0 | 1731500.679 | 825932.8334 | 617712.0879 | 286636.9375 | 1218.8201 | 0 | 484803.6944 | 90000 | 132908.3935 | 0.25 | 900 | 0.22787 | 686.3468 | 0.039099
2017-01-21 08:45 | 7.35 | 49.5 | 792.0375 | 0 | 0 | 20.0362 | 986.9719 | 0 | 20 | 24 | 9.1906 | 0 | 0 | 0 | 0 | 7.6354 | 0 | 0 | 0 | 0 | 1981518.515 | 825932.8334 | 582580.3186 | 571786.5426 | 1218.8201 | 0 | 453982.295 | 90000 | 128598.0236 | 0.25 | 900 | 0.2196 | 647.3115 | 0.035538
2017-01-21 09:00 | 7.3 | 74 | 792.0375 | 0 | 0 | 20.0342 | 860.6777 | 0 | 20 | 24 | 9.188 | 0 | 0 | 0 | 0 | 7.5923 | 0 | 0 | 0 | 0 | 1659033.523 | 825932.8334 | 546142.2078 | 285739.6619 | 1218.8201 | 0 | 422021.5806 | 90000 | 124120.6271 | 0.25 | 900 | 0.21134 | 606.8247 | 0.032062
2017-01-21 09:15 | 7.275 | 98.5 | 668.5376 | 0 | 0 | 20.002 | 827.1953 | 0 | 20 | 24 | 9.179 | 0 | 0 | 0 | 0 | 7.5618 | 0 | 0 | 0 | 0 | 1893681.877 | 788287.8251 | 535872.4555 | 568690.5824 | 831.0137 | 0 | 413010.1619 | 90000 | 122862.2936 | 0.25 | 900 | 0.20829 | 595.4138 | 0.031005
2017-01-21 09:30 | 7.25 | 123 | 668.5376 | 0 | 0 | 20.0007 | 856.963 | 0 | 20 | 24 | 9.1638 | 0 | 0 | 0 | 0 | 7.543 | 0 | 0 | 0 | 0 | 1622794.573 | 788287.8251 | 545471.8068 | 288203.9273 | 831.0137 | 0 | 421412.0184 | 90000 | 124059.7883 | 0.25 | 900 | 0.20525 | 606.0798 | 0.031099
2017-01-21 09:45 | 7.225 | 163 | 668.5376 | 0 | 0 | 20.0076 | 792.6452 | 0 | 20 | 24 | 9.1439 | 0 | 0 | 0 | 0 | 7.5038 | 0 | 0 | 0 | 0 | 1702756.732 | 788287.8251 | 527008.6654 | 386629.2277 | 831.0137 | 0 | 405221.4295 | 90000 | 121787.2359 | 0.25 | 900 | 0.2022 | 585.5652 | 0.0296
2017-01-21 10:00 | 7.2 | 203 | 668.5376 | 0 | 0 | 20.0059 | 732.6241 | 0 | 20 | 24 | 9.1213 | 0 | 0 | 0 | 0 | 7.4661 | 0 | 0 | 0 | 0 | 1768451.46 | 788287.8251 | 509384.3248 | 469948.2961 | 831.0137 | 0 | 389767.3382 | 90000 | 119616.9866 | 0.25 | 900 | 0.19915 | 565.9826 | 0.028179
2017-01-21 10:15 | 7.375 | 243 | 670.6812 | 0 | 0 | 20.0052 | 669.6424 | 0 | 20 | 24 | 9.1101 | 0 | 0 | 0 | 0 | 7.5808 | 0 | 0 | 0 | 0 | 1584166.892 | 808192.2734 | 489691.6971 | 285451.9077 | 831.0137 | 0 | 372572.513 | 90000 | 117119.1841 | 0.25 | 900 | 0.19021 | 544.1019 | 0.025873
2017-01-21 10:30 | 7.55 | 283 | 670.6812 | 0 | 0 | 20.0035 | 574.1503 | 0 | 20 | 24 | 9.117 | 0 | 0 | 0 | 0 | 7.7253 | 0 | 0 | 0 | 0 | 1553580.04 | 808192.2734 | 460277.5304 | 284279.223 | 831.0137 | 0 | 346842.4792 | 90000 | 113435.0512 | 0.25 | 900 | 0.18127 | 511.4195 | 0.023176
2017-01-21 10:45 | 7.725 | 334 | 670.6812 | 0 | 0 | 20.0016 | 464.0452 | 0 | 20 | 24 | 9.1409 | 0 | 0 | 0 | 0 | 7.8676 | 0 | 0 | 0 | 0 | 1798268.452 | 808192.2734 | 426563.0679 | 562682.0971 | 831.0137 | 0 | 317324.1392 | 90000 | 109238.9287 | 0.25 | 900 | 0.17233 | 473.959 | 0.020419
2017-01-21 11:00 | 7.9 | 385 | 670.6812 | 0 | 0 | 19.9998 | 357.452 | 0 | 20 | 24 | 9.1781 | 0 | 0 | 0 | 0 | 8.0151 | 0 | 0 | 0 | 0 | 1488148.428 | 808192.2734 | 393928.3633 | 285196.7772 | 831.0137 | 0 | 288734.3218 | 90000 | 105194.0415 | 0.25 | 900 | 0.16339 | 437.6982 | 0.017879
2017-01-21 11:15 | 8.125 | 436 | 677.401 | 0 | 0 | 20.0118 | 255.4662 | 0 | 20 | 24 | 9.2438 | 0 | 0 | 0 | 0 | 8.211 | 0 | 0 | 0 | 0 | 1468306.096 | 822532.1806 | 362691.0768 | 282251.8246 | 831.0137 | 0 | 261360.133 | 90000 | 101330.9438 | 0.25 | 900 | 0.1599 | 402.9901 | 0.016109
2017-01-21 11:30 | 8.35 | 487 | 677.401 | 0 | 0 | 20.0035 | 111.3529 | 0 | 20 | 24 | 9.3594 | 0 | 0 | 0 | 0 | 8.4321 | 0 | 0 | 0 | 0 | 1421564.983 | 822532.1806 | 318519.6117 | 279682.1766 | 831.0137 | 0 | 222605.7922 | 90000 | 95913.8194 | 0.25 | 900 | 0.1564 | 353.9107 | 0.013838
2017-01-21 11:45 | 8.575 | 494.25 | 677.401 | 0 | 0 | 20.0174 | 71.8693 | 0 | 20 | 24 | 9.5304 | 0 | 0 | 0 | 0 | 8.6619 | 0 | 0 | 0 | 0 | 1410325.266 | 822532.1806 | 306254.5474 | 280707.524 | 831.0137 | 0 | 211848.6624 | 90000 | 94405.885 | 0.25 | 900 | 0.15291 | 340.2828 | 0.013008
2017-01-21 12:00 | 8.8 | 501.5 | 677.401 | 0 | 0 | 20.0009 | 0 | 46.4363 | 20 | 24 | 9.7488 | 0 | 0 | 0 | 0 | 8.8953 | 0 | 0 | 0 | 0 | 1374808.924 | 822532.1806 | 270000 | 281445.7293 | 831.0137 | 0 | 180000 | 90000 | 90000 | 0.25 | 900 | 0.14941 | 300 | 0.011206
2017-01-21 12:15 | 8.8 | 508.75 | 676.542 | 0 | 0 | 19.996 | 0 | 46.4271 | 20 | 24 | 9.9691 | 0 | 0 | 0 | 0 | 8.9568 | 0 | 0 | 0 | 0 | 1359289.019 | 808906.6236 | 270000 | 279551.3812 | 831.0137 | 0 | 180000 | 90000 | 90000 | 0.25 | 900 | 0.14814 | 300 | 0.011111
2017-01-21 12:30 | 8.8 | 516 | 676.542 | 0 | 0 | 20.007 | 0 | 46.7601 | 20 | 24 | 10.1327 | 0 | 0 | 0 | 0 | 8.9596 | 0 | 0 | 0 | 0 | 1359140.239 | 808906.6236 | 270000 | 279402.602 | 831.0137 | 0 | 180000 | 90000 | 90000 | 0.25 | 900 | 0.14687 | 300 | 0.011015
2017-01-21 12:45 | 8.8 | 504.75 | 676.542 | 0 | 0 | 20.0106 | 0 | 46.5729 | 20 | 24 | 10.2088 | 0 | 0 | 0 | 0 | 8.9482 | 0 | 0 | 0 | 0 | 1358972.154 | 808906.6236 | 270000 | 279234.5168 | 831.0137 | 0 | 180000 | 90000 | 90000 | 0.25 | 900 | 0.1456 | 300 | 0.01092
2017-01-21 13:00 | 8.8 | 493.5 | 676.542 | 0 | 0 | 20.0003 | 0 | 46.0971 | 20 | 24 | 10.2007 | 0 | 0 | 0 | 0 | 8.9235 | 0 | 0 | 0 | 0 | 1358784.826 | 808906.6236 | 270000 | 279047.1888 | 831.0137 | 0 | 180000 | 90000 | 90000 | 0.25 | 900 | 0.14433 | 300 | 0.010825
2017-01-21 13:15 | 9.025 | 482.25 | 673.3725 | 0 | 0 | 20.0216 | 0 | 45.1511 | 20 | 24 | 10.1541 | 0 | 0 | 0 | 0 | 9.0516 | 0 | 0 | 0 | 0 | 1340537.616 | 792465.4424 | 270000 | 277241.1601 | 831.0137 | 0 | 180000 | 90000 | 90000 | 0.25 | 900 | 0.14576 | 300 | 0.010932
2017-01-21 13:30 | 9.25 | 471 | 673.3725 | 0 | 0 | 20.0744 | 0 | 44.4702 | 20 | 24 | 10.1119 | 0 | 0 | 0 | 0 | 9.2141 | 0 | 0 | 0 | 0 | 1339590.284 | 792465.4424 | 270000 | 276293.8279 | 831.0137 | 0 | 180000 | 90000 | 90000 | 0.25 | 900 | 0.14719 | 300 | 0.011039
2017-01-21 13:45 | 9.475 | 474.75 | 673.3725 | 0 | 0 | 20.143 | 0 | 43.5269 | 20 | 24 | 10.0926 | 0 | 0 | 0 | 0 | 9.3768 | 0 | 0 | 0 | 0 | 1341445.968 | 792465.4424 | 270000 | 278149.5119 | 831.0137 | 0 | 180000 | 90000 | 90000 | 0.25 | 900 | 0.14862 | 300 | 0.011147
2017-01-21 14:00 | 9.7 | 478.5 | 673.3725 | 0 | 0 | 20.2195 | 0 | 42.4414 | 20 | 24 | 10.0934 | 0 | 0 | 0 | 0 | 9.5408 | 0 | 0 | 0 | 0 | 1341159.905 | 792465.4424 | 270000 | 277863.4488 | 831.0137 | 0 | 180000 | 90000 | 90000 | 0.25 | 900 | 0.15005 | 300 | 0.011254
2017-01-21 14:15 | 9.725 | 482.25 | 684.0497 | 0 | 0 | 20.2677 | 0 | 41.9071 | 20 | 24 | 10.0962 | 0 | 0 | 0 | 0 | 9.6112 | 0 | 0 | 0 | 0 | 1282487.983 | 793774.0274 | 270000 | 217882.9423 | 831.0137 | 0 | 180000 | 90000 | 90000 | 0.25 | 900 | 0.15404 | 300 | 0.011553
2017-01-21 14:30 | 9.75 | 486 | 684.0497 | 0 | 0 | 20.2851 | 0 | 41.0406 | 20 | 24 | 10.0955 | 0 | 0 | 0 | 0 | 9.6597 | 0 | 0 | 0 | 0 | 1117075.041 | 793774.0274 | 270000 | 52470 | 831.0137 | 0 | 180000 | 90000 | 90000 | 0.25 | 900 | 0.15802 | 300 | 0.011851
2017-01-21 14:45 | 9.775 | 458.25 | 684.0497 | 0 | 0 | 20.2715 | 0 | 39.9018 | 20 | 24 | 10.0927 | 0 | 0 | 0 | 0 | 9.706 | 0 | 0 | 0 | 0 | 1341313.859 | 793774.0274 | 270000 | 276708.8178 | 831.0137 | 0 | 180000 | 90000 | 90000 | 0.25 | 900 | 0.16201 | 300 | 0.01215
2017-01-21 15:00 | 9.8 | 430.5 | 684.0497 | 0 | 0 | 20.2294 | 0 | 38.5865 | 20 | 24 | 10.0895 | 0 | 0 | 0 | 0 | 9.7476 | 0 | 0 | 0 | 0 | 1340390.167 | 793774.0274 | 270000 | 275785.1259 | 831.0137 | 0 | 180000 | 90000 | 90000 | 0.25 | 900 | 0.16599 | 300 | 0.012449
2017-01-21 15:15 | 9.775 | 402.75 | 750.6917 | 0 | 0 | 20.2048 | 0 | 39.0378 | 20 | 24 | 10.0847 | 0 | 0 | 0 | 0 | 9.7236 | 0 | 0 | 0 | 0 | 1407299.573 | 859693.7641 | 270000 | 276165.3856 | 1440.4237 | 0 | 180000 | 90000 | 90000 | 0.25 | 900 | 0.16883 | 300 | 0.012662
2017-01-21 15:30 | 9.75 | 375 | 750.6917 | 0 | 0 | 20.1935 | 0 | 39.4934 | 20 | 24 | 10.077 | 0 | 0 | 0 | 0 | 9.6904 | 0 | 0 | 0 | 0 | 1405774.16 | 859693.7641 | 270000 | 274639.9726 | 1440.4237 | 0 | 180000 | 90000 | 90000 | 0.25 | 900 | 0.17167 | 300 | 0.012875
2017-01-21 15:45 | 9.725 | 317.75 | 750.6917 | 0 | 0 | 20.1604 | 0 | 38.86 | 20 | 24 | 10.066 | 0 | 0 | 0 | 0 | 9.6583 | 0 | 0 | 0 | 0 | 1138604.188 | 859693.7641 | 270000 | 7470 | 1440.4237 | 0 | 180000 | 90000 | 90000 | 0.25 | 900 | 0.1745 | 300 | 0.013088
2017-01-21 16:00 | 9.7 | 260.5 | 750.6917 | 0 | 0 | 20.0897 | 0 | 37.4934 | 20 | 24 | 10.0519 | 0 | 0 | 0 | 0 | 9.6239 | 0 | 0 | 0 | 0 | 1407045.68 | 859693.7641 | 270000 | 275911.4921 | 1440.4237 | 0 | 180000 | 90000 | 90000 | 0.25 | 900 | 0.17734 | 300 | 0.0133
2017-01-21 16:15 | 9.6 | 203.25 | 975.695 | 0 | 0 | 20.0058 | 0 | 37.2895 | 20 | 24 | 10.03 | 0 | 0 | 0 | 0 | 9.5385 | 0 | 0 | 0 | 0 | 1629474.919 | 1080092.228 | 270000 | 276280.2403 | 3102.4511 | 0 | 180000 | 90000 | 90000 | 0.25 | 900 | 0.19119 | 300 | 0.014339
2017-01-21 16:30 | 9.5 | 146 | 975.695 | 0 | 0 | 20.0026 | 174.3608 | 0 | 20 | 24 | 9.9988 | 0 | 0 | 0 | 0 | 9.4578 | 0 | 0 | 0 | 0 | 1693890.55 | 1080092.228 | 332831.4622 | 277864.4088 | 3102.4511 | 0 | 235288.1023 | 90000 | 97543.3599 | 0.25 | 900 | 0.20505 | 369.8127 | 0.018957
2017-01-21 16:45 | 9.4 | 109.5 | 975.695 | 0 | 0 | 19.9972 | 233.4992 | 0 | 20 | 24 | 9.9605 | 0 | 0 | 0 | 0 | 9.3749 | 0 | 0 | 0 | 0 | 1711143.11 | 1080092.228 | 350392.0583 | 277556.3734 | 3102.4511 | 0 | 250727.699 | 90000 | 99664.3593 | 0.25 | 900 | 0.2189 | 389.3245 | 0.021306
2017-01-21 17:00 | 9.3 | 73 | 975.695 | 0 | 0 | 20.0006 | 377.4318 | 0 | 20 | 24 | 9.9174 | 0 | 0 | 0 | 0 | 9.2927 | 0 | 0 | 0 | 0 | 1752217.028 | 1080092.228 | 392694.5617 | 276327.7878 | 3102.4511 | 0 | 287925.3505 | 90000 | 104769.2112 | 0.25 | 900 | 0.23275 | 436.3273 | 0.025389
2017-01-21 17:15 | 9.075 | 0 | 1310.8667 | 0 | 0 | 19.9994 | 398.0671 | 0 | 20 | 24 | 9.8632 | 0 | 0 | 0 | 0 | 9.1102 | 0 | 0 | 0 | 0 | 2038541.584 | 1355757.16 | 399679.9938 | 278783.1593 | 4321.2711 | 0 | 294023.6178 | 90000 | 105656.376 | 0.25 | 900 | 0.23023 | 444.0889 | 0.025561
2017-01-21 17:30 | 8.85 | 0 | 1310.8667 | 0 | 0 | 20.0003 | 468.2343 | 0 | 20 | 24 | 9.7941 | 0 | 0 | 0 | 0 | 8.9119 | 0 | 0 | 0 | 0 | 2060411.548 | 1355757.16 | 421245.9475 | 279087.1701 | 4321.2711 | 0 | 312931.7977 | 90000 | 108314.1499 | 0.25 | 900 | 0.22772 | 468.0511 | 0.026646
2017-01-21 17:45 | 8.625 | 0 | 1310.8667 | 0 | 0 | 20.0011 | 519.3434 | 0 | 20 | 24 | 9.7113 | 0 | 0 | 0 | 0 | 8.7138 | 0 | 0 | 0 | 0 | 2076807.429 | 1355757.16 | 437366.2102 | 279362.7885 | 4321.2711 | 0 | 327040.1287 | 90000 | 110326.0815 | 0.25 | 900 | 0.2252 | 485.9625 | 0.027359
2017-01-21 18:00 | 8.4 | 0 | 1310.8667 | 0 | 0 | 20.0022 | 563.4312 | 0 | 20 | 24 | 9.6181 | 0 | 0 | 0 | 0 | 8.5128 | 0 | 0 | 0 | 0 | 2091242.772 | 1355757.16 | 451550.0038 | 279614.3376 | 4321.2711 | 0 | 339436.2351 | 90000 | 112113.7687 | 0.25 | 900 | 0.22268 | 501.7222 | 0.027931
2017-01-21 18:15 | 8.475 | 0 | 1532.4859 | 0 | 0 | 20.0114 | 484.9773 | 0 | 20 | 24 | 9.5391 | 0 | 0 | 0 | 0 | 8.5314 | 0 | 0 | 0 | 0 | 2201054.158 | 1444214.916 | 428526.6803 | 283577.2513 | 44735.3104 | 0 | 319236.2346 | 90000 | 109290.4457 | 0.25 | 900 | 0.21516 | 476.1408 | 0.025612
2017-01-21 18:30 | 8.55 | 0 | 1532.4859 | 0 | 0 | 20.0112 | 485.0223 | 0 | 20 | 24 | 9.4849 | 0 | 0 | 0 | 0 | 8.5924 | 0 | 0 | 0 | 0 | 2200667.429 | 1444214.916 | 427998.943 | 283718.2593 | 44735.3104 | 0 | 318791.604 | 90000 | 109207.339 | 0.25 | 900 | 0.20765 | 475.5544 | 0.024687
2017-01-21 18:45 | 8.625 | 0 | 1532.4859 | 0 | 0 | 20.0109 | 463.7092 | 0 | 20 | 24 | 9.4506 | 0 | 0 | 0 | 0 | 8.6382 | 0 | 0 | 0 | 0 | 2191899.12 | 1444214.916 | 421357.314 | 281591.5798 | 44735.3104 | 0 | 312975.4608 | 90000 | 108381.8532 | 0.25 | 900 | 0.20014 | 468.1748 | 0.023425
2017-01-21 19:00 | 8.7 | 0 | 1532.4859 | 0 | 0 | 20.0109 | 465.0235 | 0 | 20 | 24 | 9.4325 | 0 | 0 | 0 | 0 | 8.6768 | 0 | 0 | 0 | 0 | 2193365.552 | 1444214.916 | 421339.4766 | 283075.8483 | 44735.3104 | 0 | 312977.8683 | 90000 | 108361.6083 | 0.25 | 900 | 0.19262 | 468.155 | 0.022544
2017-01-21 19:15 | 8.7 | 0 | 1523.6412 | 0 | 0 | 20.009 | 457.271 | 0 | 20 | 24 | 9.4348 | 0 | 0 | 0 | 0 | 8.672 | 0 | 0 | 0 | 0 | 2442276.841 | 1417447.834 | 419030.3869 | 560433.7533 | 45364.8662 | 0 | 310948.9341 | 90000 | 108081.4527 | 0.25 | 900 | 0.18572 | 465.5893 | 0.021617
2017-01-21 19:30 | 8.7 | 0 | 1523.6412 | 0 | 0 | 20.0098 | 463.8672 | 0 | 20 | 24 | 9.4659 | 0 | 0 | 0 | 0 | 8.6774 | 0 | 0 | 0 | 0 | 2167709.661 | 1417447.834 | 420994.2015 | 283902.7585 | 45364.8662 | 0 | 312674.4844 | 90000 | 108319.717 | 0.25 | 900 | 0.17882 | 467.7713 | 0.020911
2017-01-21 19:45 | 8.7 | 0 | 1523.6412 | 0 | 0 | 20.0109 | 462.0033 | 0 | 20 | 24 | 9.5261 | 0 | 0 | 0 | 0 | 8.6964 | 0 | 0 | 0 | 0 | 2167699.469 | 1417447.834 | 420456.138 | 284430.6308 | 45364.8662 | 0 | 312201.7028 | 90000 | 108254.4352 | 0.25 | 900 | 0.17191 | 467.1735 | 0.020078
2017-01-21 20:00 | 8.7 | 0 | 1523.6412 | 0 | 0 | 20.0097 | 459.821 | 0 | 20 | 24 | 9.6088 | 0 | 0 | 0 | 0 | 8.7225 | 0 | 0 | 0 | 0 | 2164648.659 | 1417447.834 | 419777.5117 | 282058.4465 | 45364.8662 | 0 | 311605.4123 | 90000 | 108172.0993 | 0.25 | 900 | 0.16501 | 466.4195 | 0.019241
2017-01-21 20:15 | 8.475 | 0 | 1510.8689 | 0 | 0 | 20.038 | 457.3789 | 0 | 20 | 24 | 9.6987 | 0 | 0 | 0 | 0 | 8.5731 | 0 | 0 | 0 | 0 | 2151369.451 | 1403137.414 | 420646.073 | 282221.0984 | 45364.8662 | 0 | 312314.5853 | 90000 | 108331.4877 | 0.25 | 900 | 0.1612 | 467.3845 | 0.018836
2017-01-21 20:30 | 8.25 | 0 | 1510.8689 | 0 | 0 | 20.0368 | 357.5137 | 0 | 20 | 24 | 9.7789 | 0 | 0 | 0 | 0 | 8.3862 | 0 | 0 | 0 | 0 | 2123286.26 | 1403137.414 | 391999.2321 | 282784.7476 | 45364.8662 | 0 | 287109.8756 | 90000 | 104889.3565 | 0.25 | 900 | 0.15739 | 435.5547 | 0.017138
2017-01-21 20:45 | 8.025 | 0 | 1510.8689 | 0 | 0 | 20.0366 | 337.0071 | 0 | 20 | 24 | 9.8426 | 0 | 0 | 0 | 0 | 8.213 | 0 | 0 | 0 | 0 | 2392230.399 | 1403137.414 | 387027.7453 | 556700.3739 | 45364.8662 | 0 | 282703.1025 | 90000 | 104324.6427 | 0.25 | 900 | 0.15358 | 430.0308 | 0.016511
2017-01-21 21:00 | 7.8 | 0 | 1510.8689 | 0 | 0 | 20.0285 | 281.6217 | 0 | 20 | 24 | 9.892 | 0 | 0 | 0 | 0 | 8.0466 | 0 | 0 | 0 | 0 | 2101881.526 | 1403137.414 | 371466.3502 | 281912.8959 | 45364.8662 | 0 | 269010.0229 | 90000 | 102456.3273 | 0.25 | 900 | 0.14977 | 412.7404 | 0.015454
2017-01-21 21:15 | 7.925 | 0 | 1429.9171 | 0 | 0 | 19.9919 | 267.2855 | 0 | 20 | 24 | 9.9206 | 0 | 0 | 0 | 0 | 8.0759 | 0 | 0 | 0 | 0 | 1980191.799 | 1290014.547 | 366271.1814 | 280112.5761 | 43793.4949 | 0 | 264471.8487 | 90000 | 101799.3327 | 0.25 | 900 | 0.1467 | 406.968 | 0.014926
2017-01-21 21:30 | 8.05 | 0 | 1429.9171 | 0 | 0 | 19.9867 | 411.1408 | 0 | 20 | 24 | 9.9248 | 0 | 0 | 0 | 0 | 8.1898 | 0 | 0 | 0 | 0 | 2022809.801 | 1290014.547 | 408797.3423 | 280204.4175 | 43793.4949 | 0 | 301813.558 | 90000 | 106983.7844 | 0.25 | 900 | 0.14363 | 454.2193 | 0.01631
2017-01-21 21:45 | 8.175 | 0 | 1429.9171 | 0 | 0 | 19.9861 | 448.9456 | 0 | 20 | 24 | 9.8909 | 0 | 0 | 0 | 0 | 8.3009 | 0 | 0 | 0 | 0 | 2033452.09 | 1290014.547 | 419354.4139 | 280289.6347 | 43793.4949 | 0 | 311108.6271 | 90000 | 108245.7868 | 0.25 | 900 | 0.14056 | 465.9493 | 0.016373
2017-01-21 22:00 | 8.3 | 0 | 1429.9171 | 0 | 0 | 19.9872 | 511.8566 | 0 | 20 | 24 | 9.8285 | 0 | 0 | 0 | 0 | 8.3992 | 0 | 0 | 0 | 0 | 2051345.937 | 1290014.547 | 437169.0342 | 280368.861 | 43793.4949 | 0 | 326780.2801 | 90000 | 110388.7541 | 0.25 | 900 | 0.13749 | 485.7434 | 0.016696
2017-01-21 22:15 | 8.35 | 0 | 1200.1408 | 0 | 0 | 19.9553 | 632.0227 | 0 | 20 | 24 | 9.7509 | 0 | 0 | 0 | 0 | 8.4737 | 0 | 0 | 0 | 0 | 1817989.121 | 1029920.498 | 471341.4463 | 275094.3167 | 41632.8593 | 0 | 356800.917 | 90000 | 114540.5294 | 0.25 | 900 | 0.13449 | 523.7127 | 0.017609
2017-01-21 22:30 | 8.4 | 0 | 1200.1408 | 0 | 0 | 19.9568 | 830.6003 | 0 | 20 | 24 | 9.677 | 0 | 0 | 0 | 0 | 8.5339 | 0 | 0 | 0 | 0 | 1608119.447 | 1029920.498 | 529096.0895 | 7470 | 41632.8593 | 0 | 407536.7898 | 90000 | 121559.2997 | 0.25 | 900 | 0.1315 | 587.8845 | 0.019326
2017-01-21 22:45 | 8.45 | 0 | 1200.1408 | 0 | 0 | 19.955 | 941.8791 | 0 | 20 | 24 | 9.6173 | 0 | 0 | 0 | 0 | 8.5914 | 0 | 0 | 0 | 0 | 1908679.003 | 1029920.498 | 560707.8926 | 276417.7531 | 41632.8593 | 0 | 435321.2832 | 90000 | 125386.6094 | 0.25 | 900 | 0.1285 | 623.0088 | 0.020014
2017-01-21 23:00 | 8.5 | 0 | 1200.1408 | 0 | 0 | 19.9533 | 1102.1977 | 0 | 20 | 24 | 9.5671 | 0 | 0 | 0 | 0 | 8.653 | 0 | 0 | 0 | 0 | 1952843.692 | 1029920.498 | 605980.0587 | 275310.2759 | 41632.8593 | 0 | 475109.4471 | 90000 | 130870.6116 | 0.25 | 900 | 0.1255 | 673.3112 | 0.021125
2017-01-21 23:15 | 8.375 | 0 | 1014.3672 | 0 | 0 | 20.0686 | 1229.7448 | 0 | 20 | 24 | 9.5385 | 0 | 0 | 0 | 0 | 8.5609 | 0 | 0 | 0 | 0 | 1523309.953 | 799004.1329 | 646127.6104 | 38151.9767 | 40026.2329 | 0 | 510298.2441 | 90000 | 135829.3663 | 0.25 | 900 | 0.12582 | 717.9196 | 0.022582
2017-01-21 23:30 | 8.25 | 0 | 1014.3672 | 0 | 0 | 20.0528 | 934.4083 | 0 | 20 | 24 | 9.5283 | 0 | 0 | 0 | 0 | 8.4396 | 0 | 0 | 0 | 0 | 1639694.073 | 799004.1329 | 559902.6276 | 240761.0794 | 40026.2329 | 0 | 434521.556 | 90000 | 125381.0716 | 0.25 | 900 | 0.12614 | 622.114 | 0.019618
2017-01-21 23:45 | 8.125 | 0 | 1014.3672 | 0 | 0 | 20.0729 | 987.1789 | 0 | 20 | 24 | 9.5265 | 0 | 0 | 0 | 0 | 8.3287 | 0 | 0 | 0 | 0 | 1687785.088 | 799004.1329 | 576667.684 | 272087.0383 | 40026.2329 | 0 | 449179.3473 | 90000 | 127488.3367 | 0.25 | 900 | 0.12646 | 640.7419 | 0.020257
2017-01-22 | 8 | 0 | 1014.3672 | 0 | 0 | 20.0623 | 802.8858 | 0 | 20 | 24 | 9.5294 | 0 | 0 | 0 | 0 | 8.2146 | 0 | 0 | 0 | 0 | 1370243.337 | 799004.1329 | 523742.971 | 7470 | 40026.2329 | 0 | 402673.7341 | 90000 | 121069.2369 | 0.25 | 900 | 0.12646 | 581.9366 | 0.018398

## Details_2025-02-04
datetime | Environment:Site Outdoor Air Drybulb Temperature [C](TimeStep) | Environment:Site Direct Solar Radiation Rate per Area [W/m2](TimeStep) | LIVING_UNIT1:Zone Total Internal Total Heating Rate [W](TimeStep) | GARAGE1:Zone Total Internal Total Heating Rate [W](TimeStep) | ATTIC_UNIT1:Zone Total Internal Total Heating Rate [W](TimeStep) | LIVING_UNIT1:Zone Air Temperature [C](TimeStep) | LIVING_UNIT1:Zone Air System Sensible Heating Rate [W](TimeStep) | LIVING_UNIT1:Zone Air System Sensible Cooling Rate [W](TimeStep) | LIVING_UNIT1:Zone Thermostat Heating Setpoint Temperature [C](TimeStep) | LIVING_UNIT1:Zone Thermostat Cooling Setpoint Temperature [C](TimeStep) | GARAGE1:Zone Air Temperature [C](TimeStep) | GARAGE1:Zone Air System Sensible Heating Rate [W](TimeStep) | GARAGE1:Zone Air System Sensible Cooling Rate [W](TimeStep) | GARAGE1:Zone Thermostat Heating Setpoint Temperature [C](TimeStep) | GARAGE1:Zone Thermostat Cooling Setpoint Temperature [C](TimeStep) | ATTIC_UNIT1:Zone Air Temperature [C](TimeStep) | ATTIC_UNIT1:Zone Air System Sensible Heating Rate [W](TimeStep) | ATTIC_UNIT1:Zone Air System Sensible Cooling Rate [W](TimeStep) | ATTIC_UNIT1:Zone Thermostat Heating Setpoint Temperature [C](TimeStep) | ATTIC_UNIT1:Zone Thermostat Cooling Setpoint Temperature [C](TimeStep) | Electricity:Facility [J](TimeStep) | Electricity:Building [J](TimeStep) | Electricity:HVAC [J](TimeStep) | Electricity:Plant [J](TimeStep) | ExteriorLights:Electricity [J](TimeStep) | Cooling:Electricity [J](TimeStep) | Heating:Electricity [J](TimeStep) | Ventilation:Fans:Electricity [J](TimeStep) | Fans:Electricity [J](TimeStep) | dt_hours | dt_seconds | current_price | P_total_W | step_cost_real
2017-02-04 | -4 | 0 | 1011.2128 | 0 | 0 | 20.0659 | 1771.7449 | 0 | 20 | 24 | 1.1695 | 0 | 0 | 0 | 0 | -2.7768 | 0 | 0 | 0 | 0 | 2508236.771 | 787730.259 | 1408211.195 | 272269.0838 | 40026.2329 | 0 | 0 | 90000 | 0 | 0.25 | 900 | 0.1324 | 0 | 0
2017-02-04 00:15 | -4.25 | 0 | 874.5602 | 0 | 0 | 20.0455 | 1830.8174 | 0 | 20 | 24 | 0.91914 | 0 | 0 | 0 | 0 | -3.167 | 0 | 0 | 0 | 0 | 2123792.674 | 618068.3051 | 1458892.947 | 7470 | 39361.422 | 0 | 1231592.709 | 90000 | 227300.238 | 0.25 | 900 | 0.13068 | 1620.9922 | 0.05296
2017-02-04 00:30 | -4.5 | 0 | 874.5602 | 0 | 0 | 20.0474 | 1893.9726 | 0 | 20 | 24 | 0.633 | 0 | 0 | 0 | 0 | -3.5217 | 0 | 0 | 0 | 0 | 2182849.88 | 618068.3051 | 1517950.153 | 7470 | 39361.422 | 0 | 1284217.566 | 90000 | 233732.5872 | 0.25 | 900 | 0.12897 | 1686.6113 | 0.054381
2017-02-04 00:45 | -4.75 | 0 | 874.5602 | 0 | 0 | 20.0744 | 1999.4636 | 0 | 20 | 24 | 0.37523 | 0 | 0 | 0 | 0 | -3.8108 | 0 | 0 | 0 | 0 | 2524887.874 | 618068.3051 | 1599147.153 | 268310.9935 | 39361.422 | 0 | 1356432.54 | 90000 | 242714.6134 | 0.25 | 900 | 0.12726 | 1776.8302 | 0.056528
2017-02-04 01:00 | -5 | 0 | 874.5602 | 0 | 0 | 20.0795 | 2022.1625 | 0 | 20 | 24 | 0.15328 | 0 | 0 | 0 | 0 | -4.0653 | 0 | 0 | 0 | 0 | 2295413.142 | 618068.3051 | 1630513.415 | 7470 | 39361.422 | 0 | 1384530.951 | 90000 | 245982.4642 | 0.25 | 900 | 0.12554 | 1811.6816 | 0.05686
2017-02-04 01:15 | -4.75 | 0 | 835.8728 | 0 | 0 | 20.0837 | 2063.806 | 0 | 20 | 24 | -0.023185 | 0 | 0 | 0 | 0 | -4.0574 | 0 | 0 | 0 | 0 | 2247924.277 | 565217.8601 | 1635874.995 | 7470 | 39361.422 | 0 | 1388939.623 | 90000 | 246935.3716 | 0.25 | 900 | 0.12495 | 1817.6389 | 0.056778
2017-02-04 01:30 | -4.5 | 0 | 835.8728 | 0 | 0 | 20.0834 | 2067.4834 | 0 | 20 | 24 | -0.16216 | 0 | 0 | 0 | 0 | -3.9671 | 0 | 0 | 0 | 0 | 2229025.639 | 565217.8601 | 1616976.357 | 7470 | 39361.422 | 0 | 1371836.78 | 90000 | 245139.577 | 0.25 | 900 | 0.12436 | 1796.6404 | 0.055858
2017-02-04 01:45 | -4.25 | 0 | 835.8728 | 0 | 0 | 20.0826 | 2078.324 | 0 | 20 | 24 | -0.27028 | 0 | 0 | 0 | 0 | -3.8733 | 0 | 0 | 0 | 0 | 2473019.077 | 565217.8601 | 1601496.08 | 266943.7146 | 39361.422 | 0 | 1357724.795 | 90000 | 243771.2845 | 0.25 | 900 | 0.12377 | 1779.4401 | 0.05506
2017-02-04 02:00 | -4 | 0 | 835.8728 | 0 | 0 | 20.0816 | 2082.9626 | 0 | 20 | 24 | -0.34993 | 0 | 0 | 0 | 0 | -3.7637 | 0 | 0 | 0 | 0 | 2194622.174 | 565217.8601 | 1582572.892 | 7470 | 39361.422 | 0 | 1340533.546 | 90000 | 242039.3455 | 0.25 | 900 | 0.12318 | 1758.4143 | 0.05415
2017-02-04 02:15 | -4.5 | 0 | 824.0018 | 0 | 0 | 20.0801 | 2135.7864 | 0 | 20 | 24 | -0.42203 | 0 | 0 | 0 | 0 | -3.862 | 0 | 0 | 0 | 0 | 2227429.695 | 547654.6132 | 1632943.66 | 7470 | 39361.422 | 0 | 1384482.09 | 90000 | 248461.5698 | 0.25 | 900 | 0.12338 | 1814.3818 | 0.055966
2017-02-04 02:30 | -5 | 0 | 824.0018 | 0 | 0 | 20.0832 | 2197.6584 | 0 | 20 | 24 | -0.49995 | 0 | 0 | 0 | 0 | -4.0525 | 0 | 0 | 0 | 0 | 2286092.8 | 547654.6132 | 1691606.765 | 7470 | 39361.422 | 0 | 1435643.019 | 90000 | 255963.7459 | 0.25 | 900 | 0.12359 | 1879.5631 | 0.058071
2017-02-04 02:45 | -5.5 | 0 | 824.0018 | 0 | 0 | 20.0873 | 2252.9156 | 0 | 20 | 24 | -0.58967 | 0 | 0 | 0 | 0 | -4.2658 | 0 | 0 | 0 | 0 | 2342648.962 | 547654.6132 | 1748162.927 | 7470 | 39361.422 | 0 | 1484816.078 | 90000 | 263346.8485 | 0.25 | 900 | 0.12379 | 1942.4033 | 0.060111
2017-02-04 03:00 | -6 | 0 | 824.0018 | 0 | 0 | 20.0924 | 2312.2342 | 0 | 20 | 24 | -0.69214 | 0 | 0 | 0 | 0 | -4.5035 | 0 | 0 | 0 | 0 | 2661369.853 | 547654.6132 | 1808216.619 | 266137.1988 | 39361.422 | 0 | 1536939.774 | 90000 | 271276.8456 | 0.25 | 900 | 0.12399 | 2009.1296 | 0.062278
2017-02-04 03:15 | -5.5 | 0 | 815.3182 | 0 | 0 | 20.0942 | 2293.1316 | 0 | 20 | 24 | -0.77453 | 0 | 0 | 0 | 0 | -4.4085 | 0 | 0 | 0 | 0 | 2355556.592 | 534376.742 | 1774348.428 | 7470 | 39361.422 | 0 | 1507929.005 | 90000 | 266419.4226 | 0.25 | 900 | 0.1238 | 1971.4983 | 0.06102
2017-02-04 03:30 | -5 | 0 | 815.3182 | 0 | 0 | 20.0916 | 2271.4735 | 0 | 20 | 24 | -0.82534 | 0 | 0 | 0 | 0 | -4.2014 | 0 | 0 | 0 | 0 | 2316743.373 | 534376.742 | 1735535.209 | 7470 | 39361.422 | 0 | 1474439.71 | 90000 | 261095.4985 | 0.25 | 900 | 0.12362 | 1928.3725 | 0.059596
2017-02-04 03:45 | -4.5 | 0 | 815.3182 | 0 | 0 | 20.0893 | 2253.3782 | 0 | 20 | 24 | -0.84513 | 0 | 0 | 0 | 0 | -3.9866 | 0 | 0 | 0 | 0 | 2279888.07 | 534376.742 | 1698679.906 | 7470 | 39361.422 | 0 | 1442570.674 | 90000 | 256109.2312 | 0.25 | 900 | 0.12344 | 1887.4221 | 0.058243
2017-02-04 04:00 | -4 | 0 | 815.3182 | 0 | 0 | 20.0868 | 2229.9584 | 0 | 20 | 24 | -0.83597 | 0 | 0 | 0 | 0 | -3.7508 | 0 | 0 | 0 | 0 | 2240728.837 | 534376.742 | 1659520.673 | 7470 | 39361.422 | 0 | 1408561.964 | 90000 | 250958.7091 | 0.25 | 900 | 0.12325 | 1843.9119 | 0.056816
2017-02-04 04:15 | -4 | 0 | 852.3875 | 0 | 0 | 20.0837 | 2240.0215 | 0 | 20 | 24 | -0.81224 | 0 | 0 | 0 | 0 | -3.6533 | 0 | 0 | 0 | 0 | 2538581.277 | 568947.5245 | 1662068.816 | 267317.0996 | 40247.8366 | 0 | 1410812.459 | 90000 | 251256.3574 | 0.25 | 900 | 0.12434 | 1846.7431 | 0.057408
2017-02-04 04:30 | -4 | 0 | 852.3875 | 0 | 0 | 20.0826 | 2269.7536 | 0 | 20 | 24 | -0.77832 | 0 | 0 | 0 | 0 | -3.5959 | 0 | 0 | 0 | 0 | 2293101.181 | 568947.5245 | 1676435.82 | 7470 | 40247.8366 | 0 | 1423512.695 | 90000 | 252923.1247 | 0.25 | 900 | 0.12544 | 1862.7065 | 0.058414
2017-02-04 04:45 | -4 | 0 | 852.3875 | 0 | 0 | 20.083 | 2296.3349 | 0 | 20 | 24 | -0.73758 | 0 | 0 | 0 | 0 | -3.5381 | 0 | 0 | 0 | 0 | 2306117.933 | 568947.5245 | 1689452.572 | 7470 | 40247.8366 | 0 | 1435019.046 | 90000 | 254433.5256 | 0.25 | 900 | 0.12654 | 1877.1695 | 0.059382
2017-02-04 05:00 | -4 | 0 | 852.3875 | 0 | 0 | 20.0833 | 2319.122 | 0 | 20 | 24 | -0.69176 | 0 | 0 | 0 | 0 | -3.4894 | 0 | 0 | 0 | 0 | 2316919.318 | 568947.5245 | 1700253.957 | 7470 | 40247.8366 | 0 | 1444566.623 | 90000 | 255687.3342 | 0.25 | 900 | 0.12763 | 1889.1711 | 0.060279
2017-02-04 05:15 | -4 | 0 | 976.5868 | 0 | 0 | 20.084 | 2277.2321 | 0 | 20 | 24 | -0.6319 | 0 | 0 | 0 | 0 | -3.4093 | 0 | 0 | 0 | 0 | 2692053.444 | 699104.1129 | 1678643.882 | 272617.189 | 41688.2603 | 0 | 1425456.619 | 90000 | 253187.2627 | 0.25 | 900 | 0.13404 | 1865.1599 | 0.0625
2017-02-04 05:30 | -4 | 0 | 976.5868 | 0 | 0 | 20.0836 | 2253.4285 | 0 | 20 | 24 | -0.56889 | 0 | 0 | 0 | 0 | -3.3276 | 0 | 0 | 0 | 0 | 2678971.14 | 699104.1129 | 1665668.463 | 272510.3036 | 41688.2603 | 0 | 1413981.055 | 90000 | 251687.4084 | 0.25 | 900 | 0.14044 | 1850.7427 | 0.064982
2017-02-04 05:45 | -4 | 0 | 976.5868 | 0 | 0 | 20.0834 | 2232.7433 | 0 | 20 | 24 | -0.51672 | 0 | 0 | 0 | 0 | -3.2607 | 0 | 0 | 0 | 0 | 2402656.335 | 699104.1129 | 1654393.962 | 7470 | 41688.2603 | 0 | 1404009.415 | 90000 | 250384.5463 | 0.25 | 900 | 0.14685 | 1838.2155 | 0.067487
2017-02-04 06:00 | -4 | 0 | 976.5868 | 0 | 0 | 20.0818 | 2222.757 | 0 | 20 | 24 | -0.48284 | 0 | 0 | 0 | 0 | -3.2047 | 0 | 0 | 0 | 0 | 2661451.01 | 699104.1129 | 1648524.031 | 272134.6055 | 41688.2603 | 0 | 1398816.259 | 90000 | 249707.7724 | 0.25 | 900 | 0.15326 | 1831.6934 | 0.070181
2017-02-04 06:15 | -4.25 | 0 | 1083.841 | 0 | 0 | 20.0805 | 2220.4597 | 0 | 20 | 24 | -0.4725 | 0 | 0 | 0 | 0 | -3.3308 | 0 | 0 | 0 | 0 | 2794149.579 | 840351.5442 | 1667775.36 | 282920.2234 | 3102.4511 | 0 | 1416320.465 | 90000 | 251454.8957 | 0.25 | 900 | 0.16027 | 1853.0837 | 0.074247
2017-02-04 06:30 | -4.5 | 0 | 1083.841 | 0 | 0 | 20.081 | 2248.4423 | 0 | 20 | 24 | -0.47647 | 0 | 0 | 0 | 0 | -3.4976 | 0 | 0 | 0 | 0 | 2829375.838 | 840351.5442 | 1704639.635 | 281282.2071 | 3102.4511 | 0 | 1449373.788 | 90000 | 255265.8478 | 0.25 | 900 | 0.16728 | 1894.044 | 0.079207
2017-02-04 06:45 | -4.75 | 0 | 1083.841 | 0 | 0 | 20.082 | 2295.3523 | 0 | 20 | 24 | -0.48759 | 0 | 0 | 0 | 0 | -3.655 | 0 | 0 | 0 | 0 | 2878038.177 | 840351.5442 | 1751834.037 | 282750.145 | 3102.4511 | 0 | 1491545.218 | 90000 | 260288.8181 | 0.25 | 900 | 0.17428 | 1946.4823 | 0.084809
2017-02-04 07:00 | -5 | 0 | 1083.841 | 0 | 0 | 20.0845 | 2363.5133 | 0 | 20 | 24 | -0.5064 | 0 | 0 | 0 | 0 | -3.8182 | 0 | 0 | 0 | 0 | 3212714.067 | 840351.5442 | 1810782.477 | 558477.5952 | 3102.4511 | 0 | 1544101.482 | 90000 | 266680.9948 | 0.25 | 900 | 0.18129 | 2011.9805 | 0.091188
2017-02-04 07:15 | -5 | 0 | 1091.9361 | 0 | 0 | 20.0894 | 2377.389 | 0 | 20 | 24 | -0.51934 | 0 | 0 | 0 | 0 | -3.879 | 0 | 0 | 0 | 0 | 3044117.306 | 932617.0622 | 1820710.798 | 288019.4006 | 2770.0456 | 0 | 1552886.435 | 90000 | 267824.3632 | 0.25 | 900 | 0.18896 | 2023.012 | 0.09557
2017-02-04 07:30 | -5 | 0 | 1091.9361 | 0 | 0 | 20.0905 | 2349.8794 | 0 | 20 | 24 | -0.53756 | 0 | 0 | 0 | 0 | -3.9429 | 0 | 0 | 0 | 0 | 3028089.384 | 932617.0622 | 1806632.935 | 286069.3413 | 2770.0456 | 0 | 1540418.074 | 90000 | 266214.8611 | 0.25 | 900 | 0.19664 | 2007.3699 | 0.098682
2017-02-04 07:45 | -5 | 0 | 1091.9361 | 0 | 0 | 20.0906 | 2349.7544 | 0 | 20 | 24 | -0.56434 | 0 | 0 | 0 | 0 | -4.0207 | 0 | 0 | 0 | 0 | 3312570.867 | 932617.0622 | 1807471.087 | 569712.6728 | 2770.0456 | 0 | 1541155.262 | 90000 | 266315.8246 | 0.25 | 900 | 0.20431 | 2008.3012 | 0.10258
2017-02-04 08:00 | -5 | 0 | 1091.9361 | 0 | 0 | 20.0912 | 2359.4308 | 0 | 20 | 24 | -0.59534 | 0 | 0 | 0 | 0 | -4.0696 | 0 | 0 | 0 | 0 | 3037896.827 | 932617.0622 | 1813650.313 | 288859.406 | 2770.0456 | 0 | 1546620.994 | 90000 | 267029.3192 | 0.25 | 900 | 0.21199 | 2015.167 | 0.1068
2017-02-04 08:15 | -4.75 | 0 | 792.0375 | 0 | 0 | 20.0949 | 2493.5315 | 0 | 20 | 24 | -0.61433 | 0 | 0 | 0 | 0 | -3.9046 | 0 | 0 | 0 | 0 | 3261874.96 | 825932.8334 | 1862812.497 | 571910.809 | 1218.8201 | 0 | 1589745.644 | 90000 | 273066.8537 | 0.25 | 900 | 0.19982 | 2069.7917 | 0.1034
2017-02-04 08:30 | -4.5 | 51 | 792.0375 | 0 | 0 | 20.0876 | 2260.8595 | 0 | 20 | 24 | -0.56971 | 0 | 0 | 0 | 0 | -3.6989 | 0 | 0 | 0 | 0 | 2833268.431 | 825932.8334 | 1716036.384 | 290080.3938 | 1218.8201 | 0 | 1459431.282 | 90000 | 256605.1019 | 0.25 | 900 | 0.18765 | 1906.7071 | 0.089448
2017-02-04 08:45 | -4.25 | 69 | 792.0375 | 0 | 0 | 20.0514 | 2080.8226 | 0 | 20 | 24 | -0.3756 | 0 | 0 | 0 | 0 | -3.3746 | 0 | 0 | 0 | 0 | 2991974.14 | 825932.8334 | 1595411.69 | 569410.7964 | 1218.8201 | 0 | 1352287.701 | 90000 | 243123.9888 | 0.25 | 900 | 0.17548 | 1772.6797 | 0.077767
2017-02-04 09:00 | -4 | 87 | 792.0375 | 0 | 0 | 20.0462 | 1952.5737 | 0 | 20 | 24 | 0.030153 | 0 | 0 | 0 | 0 | -2.9418 | 0 | 0 | 0 | 0 | 2621074.918 | 825932.8334 | 1504959.502 | 288963.7621 | 1218.8201 | 0 | 1271855.319 | 90000 | 233104.1834 | 0.25 | 900 | 0.16331 | 1672.1772 | 0.068271
2017-02-04 09:15 | -4 | 105 | 668.5376 | 0 | 0 | 20.0456 | 1956.1198 | 0 | 20 | 24 | 0.55666 | 0 | 0 | 0 | 0 | -2.6431 | 0 | 0 | 0 | 0 | 2859021.715 | 788287.8251 | 1504235.595 | 565667.2807 | 831.0137 | 0 | 1271210.914 | 90000 | 233024.6807 | 0.25 | 900 | 0.15662 | 1671.3729 | 0.065441
2017-02-04 09:30 | -4 | 123 | 668.5376 | 0 | 0 | 20.0442 | 1898.4585 | 0 | 20 | 24 | 1.1485 | 0 | 0 | 0 | 0 | -2.4363 | 0 | 0 | 0 | 0 | 2549971.944 | 788287.8251 | 1472103.46 | 288749.6445 | 831.0137 | 0 | 1242798.023 | 90000 | 229305.4378 | 0.25 | 900 | 0.14992 | 1635.6705 | 0.061305
2017-02-04 09:45 | -4 | 131.25 | 668.5376 | 0 | 0 | 20.0311 | 1827.5045 | 0 | 20 | 24 | 1.6891 | 0 | 0 | 0 | 0 | -2.3417 | 0 | 0 | 0 | 0 | 2510005.617 | 788287.8251 | 1433477.622 | 287409.156 | 831.0137 | 0 | 1208644.2 | 90000 | 224833.4217 | 0.25 | 900 | 0.14322 | 1592.7529 | 0.057031
2017-02-04 10:00 | -4 | 139.5 | 668.5376 | 0 | 0 | 20.03 | 1772.7878 | 0 | 20 | 24 | 2.3621 | 0 | 0 | 0 | 0 | -2.1665 | 0 | 0 | 0 | 0 | 2760492.237 | 788287.8251 | 1403191.414 | 568181.984 | 831.0137 | 0 | 1181863.788 | 90000 | 221327.6255 | 0.25 | 900 | 0.13653 | 1559.1016 | 0.053216
2017-02-04 10:15 | -4 | 147.75 | 670.6812 | 0 | 0 | 20.0287 | 1701.9211 | 0 | 20 | 24 | 2.9579 | 0 | 0 | 0 | 0 | -1.9461 | 0 | 0 | 0 | 0 | 2458186.83 | 808192.2734 | 1363594.618 | 285568.9251 | 831.0137 | 0 | 1146853.351 | 90000 | 216741.2665 | 0.25 | 900 | 0.13439 | 1515.1051 | 0.050902
2017-02-04 10:30 | -4 | 156 | 670.6812 | 0 | 0 | 20.0379 | 1645.5174 | 0 | 20 | 24 | 3.5006 | 0 | 0 | 0 | 0 | -1.7116 | 0 | 0 | 0 | 0 | 2426982.844 | 808192.2734 | 1333167.338 | 284792.219 | 831.0137 | 0 | 1119949.903 | 90000 | 213217.4353 | 0.25 | 900 | 0.13224 | 1481.297 | 0.048972
2017-02-04 10:45 | -4 | 158.75 | 670.6812 | 0 | 0 | 20.0367 | 1583.4826 | 0 | 20 | 24 | 4.1401 | 0 | 0 | 0 | 0 | -1.4896 | 0 | 0 | 0 | 0 | 2668114.178 | 808192.2734 | 1296589.532 | 562501.359 | 831.0137 | 0 | 1087608.911 | 90000 | 208980.6204 | 0.25 | 900 | 0.13009 | 1440.655 | 0.046856
2017-02-04 11:00 | -4 | 161.5 | 670.6812 | 0 | 0 | 20.0353 | 1524.9118 | 0 | 20 | 24 | 4.7056 | 0 | 0 | 0 | 0 | -1.2469 | 0 | 0 | 0 | 0 | 2357939.317 | 808192.2734 | 1263160.23 | 285755.8002 | 831.0137 | 0 | 1058051.682 | 90000 | 205108.548 | 0.25 | 900 | 0.12795 | 1403.5114 | 0.044895
2017-02-04 11:15 | -4 | 164.25 | 677.401 | 0 | 0 | 20.0352 | 1510.6894 | 0 | 20 | 24 | 5.2295 | 0 | 0 | 0 | 0 | -1.3669 | 0 | 0 | 0 | 0 | 2354457.67 | 822532.1806 | 1268999.344 | 262095.1314 | 831.0137 | 0 | 1064329.347 | 90000 | 204669.9967 | 0.25 | 900 | 0.12682 | 1409.9993 | 0.044704
2017-02-04 11:30 | -4 | 167 | 677.401 | 0 | 0 | 20.0355 | 1501.4898 | 0 | 20 | 24 | 5.676 | 0 | 0 | 0 | 0 | -1.5405 | 0 | 0 | 0 | 0 | 2382969.679 | 822532.1806 | 1278229.249 | 281377.2354 | 831.0137 | 0 | 1073598.38 | 90000 | 204630.8698 | 0.25 | 900 | 0.12569 | 1420.2547 | 0.044628
2017-02-04 11:45 | -4 | 177.5 | 677.401 | 0 | 0 | 20.0358 | 1497.7666 | 0 | 20 | 24 | 6.0312 | 0 | 0 | 0 | 0 | -1.7301 | 0 | 0 | 0 | 0 | 2396000.319 | 822532.1806 | 1290455.126 | 282181.9992 | 831.0137 | 0 | 1085519.759 | 90000 | 204935.3672 | 0.25 | 900 | 0.12456 | 1433.839 | 0.04465
2017-02-04 12:00 | -4 | 188 | 677.401 | 0 | 0 | 20.0515 | 1523.0688 | 0 | 20 | 24 | 6.308 | 0 | 0 | 0 | 0 | -1.9235 | 0 | 0 | 0 | 0 | 2484430.495 | 822532.1806 | 1320144.275 | 340923.0253 | 831.0137 | 0 | 1112955.911 | 90000 | 207188.364 | 0.25 | 900 | 0.12343 | 1466.827 | 0.045263
2017-02-04 12:15 | -3.75 | 198.5 | 676.542 | 0 | 0 | 20.0664 | 1441.9283 | 0 | 20 | 24 | 6.5953 | 0 | 0 | 0 | 0 | -1.6634 | 0 | 0 | 0 | 0 | 2352288.242 | 808906.6236 | 1259904.175 | 282646.4292 | 831.0137 | 0 | 1059174.054 | 90000 | 200730.1208 | 0.25 | 900 | 0.12089 | 1399.8935 | 0.042308
2017-02-04 12:30 | -3.5 | 209 | 676.542 | 0 | 0 | 20.0331 | 1325.5099 | 0 | 20 | 24 | 6.8857 | 0 | 0 | 0 | 0 | -1.3 | 0 | 0 | 0 | 0 | 2252653.633 | 808906.6236 | 1172816.195 | 270099.8002 | 831.0137 | 0 | 981559.0517 | 90000 | 191257.1437 | 0.25 | 900 | 0.11835 | 1303.1291 | 0.038556
2017-02-04 12:45 | -3.25 | 237 | 676.542 | 0 | 0 | 20.0298 | 1239.4967 | 0 | 20 | 24 | 7.2562 | 0 | 0 | 0 | 0 | -0.90391 | 0 | 0 | 0 | 0 | 2180790.907 | 808906.6236 | 1108394.12 | 262659.1503 | 831.0137 | 0 | 924085.9319 | 90000 | 184308.1877 | 0.25 | 900 | 0.11581 | 1231.549 | 0.035656
2017-02-04 13:00 | -3 | 265 | 676.542 | 0 | 0 | 20.0273 | 1156.5323 | 0 | 20 | 24 | 7.6395 | 0 | 0 | 0 | 0 | -0.46021 | 0 | 0 | 0 | 0 | 2112916.602 | 808906.6236 | 1046392.418 | 256786.5467 | 831.0137 | 0 | 868776.4398 | 90000 | 177615.9785 | 0.25 | 900 | 0.11327 | 1162.6582 | 0.032924
2017-02-04 13:15 | -3 | 293 | 673.3725 | 0 | 0 | 20.0261 | 1100.9781 | 0 | 20 | 24 | 8.013 | 0 | 0 | 0 | 0 | -0.2986 | 0 | 0 | 0 | 0 | 2077232.828 | 792465.4424 | 1024738.862 | 259197.5097 | 831.0137 | 0 | 850415.5088 | 90000 | 174323.3537 | 0.25 | 900 | 0.11497 | 1138.5987 | 0.032728
2017-02-04 13:30 | -3 | 321 | 673.3725 | 0 | 0 | 20.0433 | 1167.3546 | 0 | 20 | 24 | 8.0451 | 0 | 0 | 0 | 0 | -0.52967 | 0 | 0 | 0 | 0 | 2146529.509 | 792465.4424 | 1074776.509 | 278456.5436 | 831.0137 | 0 | 895745.1704 | 90000 | 179031.3388 | 0.25 | 900 | 0.11668 | 1194.1961 | 0.034835
2017-02-04 13:45 | -3 | 343.75 | 673.3725 | 0 | 0 | 20.0193 | 1082.0048 | 0 | 20 | 24 | 7.4294 | 0 | 0 | 0 | 0 | -1.1718 | 0 | 0 | 0 | 0 | 2108455.124 | 792465.4424 | 1037112.669 | 278045.999 | 831.0137 | 0 | 863068.278 | 90000 | 174044.3906 | 0.25 | 900 | 0.11839 | 1152.3474 | 0.034105
2017-02-04 14:00 | -3 | 366.5 | 673.3725 | 0 | 0 | 20.0146 | 1032.4684 | 0 | 20 | 24 | 6.4243 | 0 | 0 | 0 | 0 | -1.565 | 0 | 0 | 0 | 0 | 2092919.309 | 792465.4424 | 1021292.241 | 278330.6121 | 831.0137 | 0 | 849764.7261 | 90000 | 171527.5152 | 0.25 | 900 | 0.12009 | 1134.7692 | 0.034069
2017-02-04 14:15 | -2.25 | 389.25 | 684.0497 | 0 | 0 | 20.013 | 947.4468 | 0 | 20 | 24 | 5.3332 | 0 | 0 | 0 | 0 | -1.2505 | 0 | 0 | 0 | 0 | 2035616.742 | 793774.0274 | 964238.7439 | 276772.9567 | 831.0137 | 0 | 800483.6877 | 90000 | 163755.0563 | 0.25 | 900 | 0.12069 | 1071.3764 | 0.032325
2017-02-04 14:30 | -1.5 | 412 | 684.0497 | 0 | 0 | 20.0149 | 865.0899 | 0 | 20 | 24 | 4.7656 | 0 | 0 | 0 | 0 | -0.73913 | 0 | 0 | 0 | 0 | 1980568.94 | 793774.0274 | 908879.457 | 277084.4421 | 831.0137 | 0 | 752444.4205 | 90000 | 156435.0365 | 0.25 | 900 | 0.12128 | 1009.8661 | 0.030619
2017-02-04 14:45 | -0.75 | 402 | 684.0497 | 0 | 0 | 20.0119 | 711.8473 | 0 | 20 | 24 | 4.5194 | 0 | 0 | 0 | 0 | -0.052867 | 0 | 0 | 0 | 0 | 1879561.124 | 793774.0274 | 808341.9716 | 276614.1117 | 831.0137 | 0 | 663559.9775 | 90000 | 144781.9941 | 0.25 | 900 | 0.12187 | 898.1577 | 0.027366
2017-02-04 15:00 | 0 | 392 | 684.0497 | 0 | 0 | 20.0104 | 653.886 | 0 | 20 | 24 | 4.8273 | 0 | 0 | 0 | 0 | 0.72913 | 0 | 0 | 0 | 0 | 1569279.699 | 793774.0274 | 767204.658 | 7470 | 831.0137 | 0 | 627702.4999 | 90000 | 139502.1581 | 0.25 | 900 | 0.12247 | 852.4496 | 0.0261
2017-02-04 15:15 | 0.025 | 382 | 750.6917 | 0 | 0 | 20.0141 | 633.2583 | 0 | 20 | 24 | 5.2535 | 0 | 0 | 0 | 0 | 1.0606 | 0 | 0 | 0 | 0 | 1891412.683 | 859693.7641 | 753912.5878 | 276365.9077 | 1440.4237 | 0 | 615765.114 | 90000 | 138147.4738 | 0.25 | 900 | 0.12217 | 837.6807 | 0.025585
2017-02-04 15:30 | 0.05 | 372 | 750.6917 | 0 | 0 | 20.0154 | 698.1394 | 0 | 20 | 24 | 5.7387 | 0 | 0 | 0 | 0 | 1.0575 | 0 | 0 | 0 | 0 | 1929491.686 | 859693.7641 | 793011.1807 | 275346.3175 | 1440.4237 | 0 | 651004.782 | 90000 | 142006.3987 | 0.25 | 900 | 0.12187 | 881.1235 | 0.026847
2017-02-04 15:45 | 0.075 | 317.75 | 750.6917 | 0 | 0 | 20.0272 | 772.4793 | 0 | 20 | 24 | 5.89 | 0 | 0 | 0 | 0 | 0.88747 | 0 | 0 | 0 | 0 | 1976734.079 | 859693.7641 | 839214.8296 | 276385.0611 | 1440.4237 | 0 | 692648.0828 | 90000 | 146566.7468 | 0.25 | 900 | 0.12158 | 932.4609 | 0.028342
2017-02-04 16:00 | 0.1 | 263.5 | 750.6917 | 0 | 0 | 20.0308 | 832.3524 | 0 | 20 | 24 | 5.6688 | 0 | 0 | 0 | 0 | 0.76731 | 0 | 0 | 0 | 0 | 1983384.528 | 859693.7641 | 875626.0988 | 246624.2414 | 1440.4237 | 0 | 725477.0554 | 90000 | 150149.0434 | 0.25 | 900 | 0.12128 | 972.9179 | 0.029499
2017-02-04 16:15 | 0.075 | 209.25 | 975.695 | 0 | 0 | 20.0189 | 850.6327 | 0 | 20 | 24 | 5.3973 | 0 | 0 | 0 | 0 | 0.70658 | 0 | 0 | 0 | 0 | 1977376.968 | 1080092.228 | 886712.2893 | 7470 | 3102.4511 | 0 | 735425.3153 | 90000 | 151286.974 | 0.25 | 900 | 0.12612 | 985.2359 | 0.031065
2017-02-04 16:30 | 0.05 | 155 | 975.695 | 0 | 0 | 20.0364 | 974.9669 | 0 | 20 | 24 | 5.1282 | 0 | 0 | 0 | 0 | 0.67896 | 0 | 0 | 0 | 0 | 2323060.827 | 1080092.228 | 963817.2762 | 276048.8716 | 3102.4511 | 0 | 804826.3339 | 90000 | 158990.9423 | 0.25 | 900 | 0.13096 | 1070.9081 | 0.035063
2017-02-04 16:45 | 0.025 | 116.25 | 975.695 | 0 | 0 | 20.0407 | 996.2942 | 0 | 20 | 24 | 4.9094 | 0 | 0 | 0 | 0 | 0.64357 | 0 | 0 | 0 | 0 | 2337290.323 | 1080092.228 | 975979.1412 | 278116.5033 | 3102.4511 | 0 | 815736.6035 | 90000 | 160242.5378 | 0.25 | 900 | 0.13581 | 1084.4213 | 0.036818
2017-02-04 17:00 | 0 | 77.5 | 975.695 | 0 | 0 | 20.0428 | 1081.542 | 0 | 20 | 24 | 4.7458 | 0 | 0 | 0 | 0 | 0.61377 | 0 | 0 | 0 | 0 | 2387963.624 | 1080092.228 | 1027015.815 | 277753.1296 | 3102.4511 | 0 | 861646.2149 | 90000 | 165369.6004 | 0.25 | 900 | 0.14065 | 1141.1287 | 0.040125
2017-02-04 17:15 | -0.5 | 38.75 | 1310.8667 | 0 | 0 | 20.0245 | 1097.2876 | 0 | 20 | 24 | 4.6066 | 0 | 0 | 0 | 0 | 0.25496 | 0 | 0 | 0 | 0 | 2677478.507 | 1355757.16 | 1037368.619 | 280031.4575 | 4321.2711 | 0 | 869843.4474 | 90000 | 167525.1714 | 0.25 | 900 | 0.14924 | 1152.6318 | 0.043004
2017-02-04 17:30 | -1 | 0 | 1310.8667 | 0 | 0 | 20.0272 | 1225.0287 | 0 | 20 | 24 | 4.4213 | 0 | 0 | 0 | 0 | -0.11261 | 0 | 0 | 0 | 0 | 2758114.674 | 1355757.16 | 1117704.252 | 280331.9908 | 4321.2711 | 0 | 940810.2471 | 90000 | 176894.0053 | 0.25 | 900 | 0.15782 | 1241.8936 | 0.049
2017-02-04 17:45 | -1.5 | 0 | 1310.8667 | 0 | 0 | 20.0297 | 1328.2406 | 0 | 20 | 24 | 4.2035 | 0 | 0 | 0 | 0 | -0.48166 | 0 | 0 | 0 | 0 | 2822373.456 | 1355757.16 | 1181724.145 | 280570.8804 | 4321.2711 | 0 | 996909.8357 | 90000 | 184814.3092 | 0.25 | 900 | 0.16641 | 1313.0268 | 0.054626
2017-02-04 18:00 | -2 | 0 | 1310.8667 | 0 | 0 | 20.0319 | 1408.8374 | 0 | 20 | 24 | 3.9531 | 0 | 0 | 0 | 0 | -0.84261 | 0 | 0 | 0 | 0 | 2873577.901 | 1355757.16 | 1232740.021 | 280759.4492 | 4321.2711 | 0 | 1041175.455 | 90000 | 191564.5661 | 0.25 | 900 | 0.175 | 1369.7111 | 0.059925
2017-02-04 18:15 | -2 | 0 | 1532.4859 | 0 | 0 | 20.0515 | 1359.6774 | 0 | 20 | 24 | 3.7015 | 0 | 0 | 0 | 0 | -0.90975 | 0 | 0 | 0 | 0 | 3126853.505 | 1444214.916 | 1206864.555 | 431038.7232 | 44735.3104 | 0 | 1018027.273 | 90000 | 188837.2818 | 0.25 | 900 | 0.17438 | 1340.9606 | 0.058459
2017-02-04 18:30 | -2 | 0 | 1532.4859 | 0 | 0 | 20.0524 | 1348.9084 | 0 | 20 | 24 | 3.4815 | 0 | 0 | 0 | 0 | -0.89594 | 0 | 0 | 0 | 0 | 3061749.83 | 1444214.916 | 1198929.615 | 373869.988 | 44735.3104 | 0 | 1010927.018 | 90000 | 188002.597 | 0.25 | 900 | 0.17376 | 1332.144 | 0.057868
2017-02-04 18:45 | -2 | 0 | 1532.4859 | 0 | 0 | 20.0532 | 1381.5353 | 0 | 20 | 24 | 3.314 | 0 | 0 | 0 | 0 | -0.86448 | 0 | 0 | 0 | 0 | 2990733.505 | 1444214.916 | 1217657.586 | 284125.6924 | 44735.3104 | 0 | 1027676.694 | 90000 | 189980.8924 | 0.25 | 900 | 0.17314 | 1352.9529 | 0.058563
2017-02-04 19:00 | -2 | 0 | 1532.4859 | 0 | 0 | 20.0533 | 1390.2619 | 0 | 20 | 24 | 3.1904 | 0 | 0 | 0 | 0 | -0.82117 | 0 | 0 | 0 | 0 | 2993317.481 | 1444214.916 | 1222389.786 | 281977.4682 | 44735.3104 | 0 | 1031907.136 | 90000 | 190482.6505 | 0.25 | 900 | 0.17252 | 1358.2109 | 0.05858
2017-02-04 19:15 | -2 | 0 | 1523.6412 | 0 | 0 | 20.0524 | 1395.9602 | 0 | 20 | 24 | 3.0941 | 0 | 0 | 0 | 0 | -0.78077 | 0 | 0 | 0 | 0 | 2959296.034 | 1417447.834 | 1212172.24 | 284311.093 | 45364.8662 | 0 | 1021782.653 | 90000 | 190389.5873 | 0.25 | 900 | 0.16721 | 1346.858 | 0.056303
2017-02-04 19:30 | -2 | 0 | 1523.6412 | 0 | 0 | 20.0525 | 1411.9007 | 0 | 20 | 24 | 3.0109 | 0 | 0 | 0 | 0 | -0.74074 | 0 | 0 | 0 | 0 | 3230485.715 | 1417447.834 | 1207833.354 | 559839.6606 | 45364.8662 | 0 | 1016899.877 | 90000 | 190933.4773 | 0.25 | 900 | 0.1619 | 1342.0371 | 0.054321
2017-02-04 19:45 | -2 | 0 | 1523.6412 | 0 | 0 | 20.0526 | 1424.6381 | 0 | 20 | 24 | 2.9299 | 0 | 0 | 0 | 0 | -0.7007 | 0 | 0 | 0 | 0 | 2948999.093 | 1417447.834 | 1201399.197 | 284787.1957 | 45364.8662 | 0 | 1010132.233 | 90000 | 191266.9638 | 0.25 | 900 | 0.1566 | 1334.888 | 0.05226
2017-02-04 20:00 | -2 | 0 | 1523.6412 | 0 | 0 | 20.0526 | 1437.6266 | 0 | 20 | 24 | 2.8498 | 0 | 0 | 0 | 0 | -0.65856 | 0 | 0 | 0 | 0 | 2939491.945 | 1417447.834 | 1194926.304 | 281752.9409 | 45364.8662 | 0 | 1003316.72 | 90000 | 191609.5833 | 0.25 | 900 | 0.15129 | 1327.6959 | 0.050217
2017-02-04 20:15 | -2.25 | 0 | 1510.8689 | 0 | 0 | 20.0512 | 1454.0534 | 0 | 20 | 24 | 2.7659 | 0 | 0 | 0 | 0 | -0.71408 | 0 | 0 | 0 | 0 | 2949387.776 | 1403137.414 | 1218520.578 | 282364.9179 | 45364.8662 | 0 | 1024676.927 | 90000 | 193843.6512 | 0.25 | 900 | 0.14666 | 1353.9118 | 0.04964
2017-02-04 20:30 | -2.5 | 0 | 1510.8689 | 0 | 0 | 20.0524 | 1479.4434 | 0 | 20 | 24 | 2.6766 | 0 | 0 | 0 | 0 | -0.78652 | 0 | 0 | 0 | 0 | 2979910.935 | 1403137.414 | 1248290.302 | 283118.3527 | 45364.8662 | 0 | 1051523.885 | 90000 | 196766.417 | 0.25 | 900 | 0.14203 | 1386.9892 | 0.049247
2017-02-04 20:45 | -2.75 | 0 | 1510.8689 | 0 | 0 | 20.054 | 1497.3431 | 0 | 20 | 24 | 2.5821 | 0 | 0 | 0 | 0 | -0.83714 | 0 | 0 | 0 | 0 | 3277702.193 | 1403137.414 | 1274030.649 | 555169.2637 | 45364.8662 | 0 | 1074768.32 | 90000 | 199262.3291 | 0.25 | 900 | 0.13739 | 1415.5896 | 0.048623
2017-02-04 21:00 | -3 | 0 | 1510.8689 | 0 | 0 | 20.0525 | 1522.7579 | 0 | 20 | 24 | 2.4832 | 0 | 0 | 0 | 0 | -0.86622 | 0 | 0 | 0 | 0 | 3035022.33 | 1403137.414 | 1303708.272 | 282811.7775 | 45364.8662 | 0 | 1101507.456 | 90000 | 202200.8164 | 0.25 | 900 | 0.13276 | 1448.5647 | 0.048078
2017-02-04 21:15 | -3.25 | 0 | 1429.9171 | 0 | 0 | 20.0538 | 1568.9934 | 0 | 20 | 24 | 2.3716 | 0 | 0 | 0 | 0 | -1.0881 | 0 | 0 | 0 | 0 | 2946792.673 | 1290014.547 | 1332157.072 | 280827.5599 | 43793.4949 | 0 | 1126057.101 | 90000 | 206099.9707 | 0.25 | 900 | 0.13518 | 1480.1745 | 0.050022
2017-02-04 21:30 | -3.5 | 0 | 1429.9171 | 0 | 0 | 20.0557 | 1618.3088 | 0 | 20 | 24 | 2.2426 | 0 | 0 | 0 | 0 | -1.384 | 0 | 0 | 0 | 0 | 2978248.789 | 1290014.547 | 1363597.735 | 280843.0131 | 43793.4949 | 0 | 1153222.537 | 90000 | 210375.1971 | 0.25 | 900 | 0.13759 | 1515.1086 | 0.052118
2017-02-04 21:45 | -3.75 | 0 | 1429.9171 | 0 | 0 | 20.0568 | 1666.6146 | 0 | 20 | 24 | 2.0965 | 0 | 0 | 0 | 0 | -1.6548 | 0 | 0 | 0 | 0 | 3009682.929 | 1290014.547 | 1395017.525 | 280857.3619 | 43793.4949 | 0 | 1180317.713 | 90000 | 214699.8126 | 0.25 | 900 | 0.14001 | 1550.0195 | 0.054256
2017-02-04 22:00 | -4 | 0 | 1429.9171 | 0 | 0 | 20.0595 | 1715.4842 | 0 | 20 | 24 | 1.9366 | 0 | 0 | 0 | 0 | -1.9131 | 0 | 0 | 0 | 0 | 3041640.9 | 1290014.547 | 1426962.351 | 280870.5079 | 43793.4949 | 0 | 1207827.25 | 90000 | 219135.1005 | 0.25 | 900 | 0.14243 | 1585.5137 | 0.056456
2017-02-04 22:15 | -4 | 0 | 1200.1408 | 0 | 0 | 20.0666 | 1801.4644 | 0 | 20 | 24 | 1.7852 | 0 | 0 | 0 | 0 | -1.9972 | 0 | 0 | 0 | 0 | 2810865.614 | 1029920.498 | 1462732.349 | 276579.9073 | 41632.8593 | 0 | 1238363.999 | 90000 | 224368.3501 | 0.25 | 900 | 0.14157 | 1625.2582 | 0.057522
2017-02-04 22:30 | -4 | 0 | 1200.1408 | 0 | 0 | 20.0685 | 1831.557 | 0 | 20 | 24 | 1.6491 | 0 | 0 | 0 | 0 | -1.9847 | 0 | 0 | 0 | 0 | 2672712.339 | 1029920.498 | 1464082.279 | 137076.7017 | 41632.8593 | 0 | 1238290.041 | 90000 | 225792.238 | 0.25 | 900 | 0.14071 | 1626.7581 | 0.057225
2017-02-04 22:45 | -4 | 0 | 1200.1408 | 0 | 0 | 20.0696 | 1861.3166 | 0 | 20 | 24 | 1.5273 | 0 | 0 | 0 | 0 | -1.9301 | 0 | 0 | 0 | 0 | 2681642.776 | 1029920.498 | 1464493.249 | 145596.1697 | 41632.8593 | 0 | 1237351.276 | 90000 | 227141.9732 | 0.25 | 900 | 0.13985 | 1627.2147 | 0.056891
2017-02-04 23:00 | -4 | 0 | 1200.1408 | 0 | 0 | 20.0688 | 1883.2408 | 0 | 20 | 24 | 1.4182 | 0 | 0 | 0 | 0 | -1.8692 | 0 | 0 | 0 | 0 | 2807991.957 | 1029920.498 | 1459853.171 | 276585.428 | 41632.8593 | 0 | 1231914.221 | 90000 | 227938.9499 | 0.25 | 900 | 0.13899 | 1622.0591 | 0.056362
2017-02-04 23:15 | -4 | 0 | 1014.3672 | 0 | 0 | 20.0705 | 1960.3205 | 0 | 20 | 24 | 1.3222 | 0 | 0 | 0 | 0 | -1.8368 | 0 | 0 | 0 | 0 | 2610086.898 | 799004.1329 | 1499871.307 | 271185.2251 | 40026.2329 | 0 | 1267293.079 | 90000 | 232578.2279 | 0.25 | 900 | 0.13705 | 1666.5237 | 0.057098
2017-02-04 23:30 | -4 | 0 | 1014.3672 | 0 | 0 | 20.0713 | 1995.6466 | 0 | 20 | 24 | 1.2425 | 0 | 0 | 0 | 0 | -1.8115 | 0 | 0 | 0 | 0 | 2364295.908 | 799004.1329 | 1517795.542 | 7470 | 40026.2329 | 0 | 1283139.368 | 90000 | 234656.1735 | 0.25 | 900 | 0.13511 | 1686.4395 | 0.056962
2017-02-04 23:45 | -4 | 0 | 1014.3672 | 0 | 0 | 20.0719 | 2027.547 | 0 | 20 | 24 | 1.1795 | 0 | 0 | 0 | 0 | -1.7646 | 0 | 0 | 0 | 0 | 2645104.736 | 799004.1329 | 1534000.96 | 272073.4099 | 40026.2329 | 0 | 1297466.102 | 90000 | 236534.8577 | 0.25 | 900 | 0.13316 | 1704.4455 | 0.056742
2017-02-05 | -4 | 0 | 1014.3672 | 0 | 0 | 20.0721 | 2055.223 | 0 | 20 | 24 | 1.129 | 0 | 0 | 0 | 0 | -1.679 | 0 | 0 | 0 | 0 | 2394220.779 | 799004.1329 | 1547720.413 | 7470 | 40026.2329 | 0 | 1309595.067 | 90000 | 238125.3455 | 0.25 | 900 | 0.13316 | 1719.6893 | 0.05725

## Details_2025-03-01
datetime | Environment:Site Outdoor Air Drybulb Temperature [C](TimeStep) | Environment:Site Direct Solar Radiation Rate per Area [W/m2](TimeStep) | LIVING_UNIT1:Zone Total Internal Total Heating Rate [W](TimeStep) | GARAGE1:Zone Total Internal Total Heating Rate [W](TimeStep) | ATTIC_UNIT1:Zone Total Internal Total Heating Rate [W](TimeStep) | LIVING_UNIT1:Zone Air Temperature [C](TimeStep) | LIVING_UNIT1:Zone Air System Sensible Heating Rate [W](TimeStep) | LIVING_UNIT1:Zone Air System Sensible Cooling Rate [W](TimeStep) | LIVING_UNIT1:Zone Thermostat Heating Setpoint Temperature [C](TimeStep) | LIVING_UNIT1:Zone Thermostat Cooling Setpoint Temperature [C](TimeStep) | GARAGE1:Zone Air Temperature [C](TimeStep) | GARAGE1:Zone Air System Sensible Heating Rate [W](TimeStep) | GARAGE1:Zone Air System Sensible Cooling Rate [W](TimeStep) | GARAGE1:Zone Thermostat Heating Setpoint Temperature [C](TimeStep) | GARAGE1:Zone Thermostat Cooling Setpoint Temperature [C](TimeStep) | ATTIC_UNIT1:Zone Air Temperature [C](TimeStep) | ATTIC_UNIT1:Zone Air System Sensible Heating Rate [W](TimeStep) | ATTIC_UNIT1:Zone Air System Sensible Cooling Rate [W](TimeStep) | ATTIC_UNIT1:Zone Thermostat Heating Setpoint Temperature [C](TimeStep) | ATTIC_UNIT1:Zone Thermostat Cooling Setpoint Temperature [C](TimeStep) | Electricity:Facility [J](TimeStep) | Electricity:Building [J](TimeStep) | Electricity:HVAC [J](TimeStep) | Electricity:Plant [J](TimeStep) | ExteriorLights:Electricity [J](TimeStep) | Cooling:Electricity [J](TimeStep) | Heating:Electricity [J](TimeStep) | Ventilation:Fans:Electricity [J](TimeStep) | Fans:Electricity [J](TimeStep) | dt_hours | dt_seconds | current_price | P_total_W | step_cost_real
2017-03-01 | 6.9 | 0 | 1011.2128 | 0 | 0 | 20.451 | 0 | 63.3284 | 20 | 24 | 7.7332 | 0 | 0 | 0 | 0 | 5.2293 | 0 | 0 | 0 | 0 | 1105226.492 | 787730.259 | 270000 | 7470 | 40026.2329 | 0 | 0 | 90000 | 0 | 0.25 | 900 | 0.12556 | 0 | 0
2017-03-01 00:15 | 6.975 | 0 | 873.1528 | 0 | 0 | 20.3234 | 0 | 61.6193 | 20 | 24 | 7.6333 | 0 | 0 | 0 | 0 | 5.1227 | 0 | 0 | 0 | 0 | 930094.3921 | 613262.9701 | 270000 | 7470 | 39361.422 | 0 | 180000 | 90000 | 90000 | 0.25 | 900 | 0.1239 | 300 | 0.0092927
2017-03-01 00:30 | 7.05 | 0 | 873.1528 | 0 | 0 | 20.2075 | 0 | 60.2861 | 20 | 24 | 7.6211 | 0 | 0 | 0 | 0 | 5.1402 | 0 | 0 | 0 | 0 | 930094.3921 | 613262.9701 | 270000 | 7470 | 39361.422 | 0 | 180000 | 90000 | 90000 | 0.25 | 900 | 0.12225 | 300 | 0.0091684
2017-03-01 00:45 | 7.125 | 0 | 873.1528 | 0 | 0 | 20.107 | 0 | 59.1757 | 20 | 24 | 7.7265 | 0 | 0 | 0 | 0 | 5.3229 | 0 | 0 | 0 | 0 | 930094.3921 | 613262.9701 | 270000 | 7470 | 39361.422 | 0 | 180000 | 90000 | 90000 | 0.25 | 900 | 0.12059 | 300 | 0.0090441
2017-03-01 01:00 | 7.2 | 0 | 873.1528 | 0 | 0 | 20.0318 | 0 | 59.2251 | 20 | 24 | 7.9281 | 0 | 0 | 0 | 0 | 5.6627 | 0 | 0 | 0 | 0 | 930094.3921 | 613262.9701 | 270000 | 7470 | 39361.422 | 0 | 180000 | 90000 | 90000 | 0.25 | 900 | 0.11893 | 300 | 0.0089198
2017-03-01 01:15 | 7.2 | 0 | 835.0282 | 0 | 0 | 20.0016 | 53.7357 | 0 | 20 | 24 | 8.2459 | 0 | 0 | 0 | 0 | 6.2456 | 0 | 0 | 0 | 0 | 914225.2577 | 562337.4017 | 305056.4341 | 7470 | 39361.422 | 0 | 210719.1996 | 90000 | 94337.2344 | 0.25 | 900 | 0.11828 | 338.9516 | 0.010023
2017-03-01 01:30 | 7.2 | 0 | 835.0282 | 0 | 0 | 20.0019 | 92.3938 | 0 | 20 | 24 | 8.5593 | 0 | 0 | 0 | 0 | 6.7295 | 0 | 0 | 0 | 0 | 926182.2596 | 562337.4017 | 317013.436 | 7470 | 39361.422 | 0 | 221196.8634 | 90000 | 95816.5726 | 0.25 | 900 | 0.11764 | 352.2372 | 0.010359
2017-03-01 01:45 | 7.2 | 0 | 835.0282 | 0 | 0 | 20.0023 | 132.9689 | 0 | 20 | 24 | 8.8423 | 0 | 0 | 0 | 0 | 7.0599 | 0 | 0 | 0 | 0 | 938540.5883 | 562337.4017 | 329371.7646 | 7470 | 39361.422 | 0 | 232026.2011 | 90000 | 97345.5635 | 0.25 | 900 | 0.11699 | 365.9686 | 0.010703
2017-03-01 02:00 | 7.2 | 0 | 835.0282 | 0 | 0 | 19.9961 | 175.8677 | 0 | 20 | 24 | 9.0893 | 0 | 0 | 0 | 0 | 7.2842 | 0 | 0 | 0 | 0 | 951527.236 | 562337.4017 | 342358.4123 | 7470 | 39361.422 | 0 | 243406.1213 | 90000 | 98952.291 | 0.25 | 900 | 0.11634 | 380.3982 | 0.011064
2017-03-01 02:15 | 7.175 | 0 | 823.4563 | 0 | 0 | 20.0032 | 245.8592 | 0 | 20 | 24 | 9.3003 | 0 | 0 | 0 | 0 | 7.4262 | 0 | 0 | 0 | 0 | 956460.8621 | 545753.3182 | 363876.122 | 7470 | 39361.422 | 0 | 262257.8802 | 90000 | 101618.2418 | 0.25 | 900 | 0.11437 | 404.3068 | 0.01156
2017-03-01 02:30 | 7.15 | 0 | 823.4563 | 0 | 0 | 20.0039 | 277.9113 | 0 | 20 | 24 | 9.4734 | 0 | 0 | 0 | 0 | 7.5104 | 0 | 0 | 0 | 0 | 966161.6062 | 545753.3182 | 373576.8661 | 7470 | 39361.422 | 0 | 270753.9118 | 90000 | 102822.9543 | 0.25 | 900 | 0.11239 | 415.0854 | 0.011663
2017-03-01 02:45 | 7.125 | 0 | 823.4563 | 0 | 0 | 20.0048 | 332.3048 | 0 | 20 | 24 | 9.6158 | 0 | 0 | 0 | 0 | 7.5655 | 0 | 0 | 0 | 0 | 982704.283 | 545753.3182 | 390119.5428 | 7470 | 39361.422 | 0 | 285243.7883 | 90000 | 104875.7545 | 0.25 | 900 | 0.11042 | 433.4662 | 0.011966
2017-03-01 03:00 | 7.1 | 0 | 823.4563 | 0 | 0 | 20.0055 | 374.1435 | 0 | 20 | 24 | 9.7349 | 0 | 0 | 0 | 0 | 7.5992 | 0 | 0 | 0 | 0 | 995426.3299 | 545753.3182 | 402841.5897 | 7470 | 39361.422 | 0 | 296385.0186 | 90000 | 106456.5711 | 0.25 | 900 | 0.10845 | 447.6018 | 0.012136
2017-03-01 03:15 | 7.075 | 0 | 814.9909 | 0 | 0 | 20.0085 | 415.5543 | 0 | 20 | 24 | 9.8355 | 0 | 0 | 0 | 0 | 7.618 | 0 | 0 | 0 | 0 | 995658.9131 | 533363.667 | 415463.824 | 7470 | 39361.422 | 0 | 307437.79 | 90000 | 108026.0341 | 0.25 | 900 | 0.10811 | 461.6265 | 0.012476
2017-03-01 03:30 | 7.05 | 0 | 814.9909 | 0 | 0 | 20.009 | 444.4402 | 0 | 20 | 24 | 9.9197 | 0 | 0 | 0 | 0 | 7.6241 | 0 | 0 | 0 | 0 | 1004429.241 | 533363.667 | 424234.1521 | 7470 | 39361.422 | 0 | 315115.134 | 90000 | 109119.0181 | 0.25 | 900 | 0.10776 | 471.3713 | 0.012699
2017-03-01 03:45 | 7.025 | 0 | 814.9909 | 0 | 0 | 20.0094 | 476.3015 | 0 | 20 | 24 | 9.9889 | 0 | 0 | 0 | 0 | 7.6219 | 0 | 0 | 0 | 0 | 1014125.914 | 533363.667 | 433930.8248 | 7470 | 39361.422 | 0 | 323603.2554 | 90000 | 110327.5694 | 0.25 | 900 | 0.10742 | 482.1454 | 0.012948
2017-03-01 04:00 | 7 | 0 | 814.9909 | 0 | 0 | 20.0099 | 502.78 | 0 | 20 | 24 | 10.0452 | 0 | 0 | 0 | 0 | 7.6133 | 0 | 0 | 0 | 0 | 1022210.207 | 533363.667 | 442015.1182 | 7470 | 39361.422 | 0 | 330678.2248 | 90000 | 111336.8934 | 0.25 | 900 | 0.10708 | 491.1279 | 0.013147
2017-03-01 04:15 | 7 | 0 | 851.7897 | 0 | 0 | 20.0099 | 515.3561 | 0 | 20 | 24 | 10.0915 | 0 | 0 | 0 | 0 | 7.5974 | 0 | 0 | 0 | 0 | 1060486.003 | 566989.6412 | 445778.525 | 7470 | 40247.8366 | 0 | 333974.8156 | 90000 | 111803.7094 | 0.25 | 900 | 0.10788 | 495.3095 | 0.013358
2017-03-01 04:30 | 7 | 0 | 851.7897 | 0 | 0 | 20.0105 | 534.591 | 0 | 20 | 24 | 10.1266 | 0 | 0 | 0 | 0 | 7.5798 | 0 | 0 | 0 | 0 | 1066263.339 | 566989.6412 | 451555.8612 | 7470 | 40247.8366 | 0 | 339035.5263 | 90000 | 112520.3348 | 0.25 | 900 | 0.10867 | 501.7287 | 0.013631
2017-03-01 04:45 | 7 | 0 | 851.7897 | 0 | 0 | 20.0111 | 550.5329 | 0 | 20 | 24 | 10.1519 | 0 | 0 | 0 | 0 | 7.5548 | 0 | 0 | 0 | 0 | 1071042.501 | 566989.6412 | 456335.023 | 7470 | 40247.8366 | 0 | 343221.8771 | 90000 | 113113.1459 | 0.25 | 900 | 0.10947 | 507.0389 | 0.013877
2017-03-01 05:00 | 7 | 0 | 851.7897 | 0 | 0 | 20.0117 | 564.818 | 0 | 20 | 24 | 10.1701 | 0 | 0 | 0 | 0 | 7.5258 | 0 | 0 | 0 | 0 | 1075329.17 | 566989.6412 | 460621.6919 | 7470 | 40247.8366 | 0 | 346976.8242 | 90000 | 113644.8678 | 0.25 | 900 | 0.11027 | 511.8019 | 0.014109
2017-03-01 05:15 | 6.975 | 0 | 975.6044 | 0 | 0 | 20.012 | 543.825 | 0 | 20 | 24 | 10.1838 | 0 | 0 | 0 | 0 | 7.491 | 0 | 0 | 0 | 0 | 1199730.497 | 696064.4026 | 454507.834 | 7470 | 41688.2603 | 0 | 341613.9717 | 90000 | 112893.8623 | 0.25 | 900 | 0.11171 | 505.0087 | 0.014103
2017-03-01 05:30 | 6.95 | 0 | 975.6044 | 0 | 0 | 20.0105 | 543.8674 | 0 | 20 | 24 | 10.1934 | 0 | 0 | 0 | 0 | 7.4591 | 0 | 0 | 0 | 0 | 1199878.549 | 696064.4026 | 454655.886 | 7470 | 41688.2603 | 0 | 341736.2855 | 90000 | 112919.6005 | 0.25 | 900 | 0.11314 | 505.1732 | 0.014289
2017-03-01 05:45 | 6.925 | 0 | 975.6044 | 0 | 0 | 20.0093 | 552.4187 | 0 | 20 | 24 | 10.1981 | 0 | 0 | 0 | 0 | 7.4299 | 0 | 0 | 0 | 0 | 1202608.601 | 696064.4026 | 457385.9378 | 7470 | 41688.2603 | 0 | 344120.0054 | 90000 | 113265.9324 | 0.25 | 900 | 0.11458 | 508.2066 | 0.014558
2017-03-01 06:00 | 6.9 | 0 | 975.6044 | 0 | 0 | 20.0097 | 561.8961 | 0 | 20 | 24 | 10.1977 | 0 | 0 | 0 | 0 | 7.4004 | 0 | 0 | 0 | 0 | 1205645.163 | 696064.4026 | 460422.5003 | 7470 | 41688.2603 | 0 | 346771.9499 | 90000 | 113650.5503 | 0.25 | 900 | 0.11602 | 511.5806 | 0.014838
2017-03-01 06:15 | 6.9 | 0 | 1081.4965 | 0 | 0 | 20.0122 | 544.6804 | 0 | 20 | 24 | 10.1951 | 0 | 0 | 0 | 0 | 7.3966 | 0 | 0 | 0 | 0 | 1298465.888 | 832563.7912 | 455329.6454 | 7470 | 3102.4511 | 0 | 342311.6297 | 90000 | 113018.0157 | 0.25 | 900 | 0.12021 | 505.9218 | 0.015204
2017-03-01 06:30 | 6.9 | 0 | 1081.4965 | 0 | 0 | 20.013 | 586.2189 | 0 | 20 | 24 | 10.1671 | 0 | 0 | 0 | 0 | 7.4035 | 0 | 0 | 0 | 0 | 1310876.477 | 832563.7912 | 467740.2348 | 7470 | 3102.4511 | 0 | 353180.8189 | 90000 | 114559.4159 | 0.25 | 900 | 0.12439 | 519.7114 | 0.016162
2017-03-01 06:45 | 6.9 | 0 | 1081.4965 | 0 | 0 | 20.0131 | 593.6441 | 0 | 20 | 24 | 10.0862 | 0 | 0 | 0 | 0 | 7.4004 | 0 | 0 | 0 | 0 | 1313080.276 | 832563.7912 | 469944.0333 | 7470 | 3102.4511 | 0 | 355110.9048 | 90000 | 114833.1285 | 0.25 | 900 | 0.12857 | 522.16 | 0.016784
2017-03-01 07:00 | 6.9 | 0 | 1081.4965 | 0 | 0 | 20.0133 | 598.3774 | 0 | 20 | 24 | 9.9773 | 0 | 0 | 0 | 0 | 7.4001 | 0 | 0 | 0 | 0 | 1314499.443 | 832563.7912 | 471363.2004 | 7470 | 3102.4511 | 0 | 356353.8107 | 90000 | 115009.3896 | 0.25 | 900 | 0.13276 | 523.7369 | 0.017383
2017-03-01 07:15 | 6.9 | 0 | 1087.3373 | 0 | 0 | 20.0086 | 628.6399 | 0 | 20 | 24 | 9.8775 | 0 | 0 | 0 | 0 | 7.3796 | 0 | 0 | 0 | 0 | 1407684.902 | 917156.0991 | 480288.7577 | 7470 | 2770.0456 | 0 | 364170.8103 | 90000 | 116117.9474 | 0.25 | 900 | 0.13327 | 533.6542 | 0.01778
2017-03-01 07:30 | 6.9 | 0 | 1087.3373 | 0 | 0 | 20.0105 | 647.253 | 0 | 20 | 24 | 9.7978 | 0 | 0 | 0 | 0 | 7.355 | 0 | 0 | 0 | 0 | 1413375.021 | 917156.0991 | 485978.8761 | 7470 | 2770.0456 | 0 | 369154.2137 | 90000 | 116824.6624 | 0.25 | 900 | 0.13378 | 539.9765 | 0.018059
2017-03-01 07:45 | 6.9 | 80.75 | 1087.3373 | 0 | 0 | 20.0121 | 624.7527 | 0 | 20 | 24 | 9.7332 | 0 | 0 | 0 | 0 | 7.3461 | 0 | 0 | 0 | 0 | 1406683.159 | 917156.0991 | 479287.0142 | 7470 | 2770.0456 | 0 | 363293.4837 | 90000 | 115993.5305 | 0.25 | 900 | 0.13428 | 532.5411 | 0.017878
2017-03-01 08:00 | 6.9 | 112.5 | 1087.3373 | 0 | 0 | 20.0118 | 513.0153 | 0 | 20 | 24 | 9.6797 | 0 | 0 | 0 | 0 | 7.3424 | 0 | 0 | 0 | 0 | 1373210.833 | 917156.0991 | 445814.6888 | 7470 | 2770.0456 | 0 | 333978.4345 | 90000 | 111836.2543 | 0.25 | 900 | 0.13479 | 495.3497 | 0.016692
2017-03-01 08:15 | 6.925 | 144.25 | 784.8634 | 0 | 0 | 20.0068 | 583.3575 | 0 | 20 | 24 | 9.6339 | 0 | 0 | 0 | 0 | 7.3214 | 0 | 0 | 0 | 0 | 1277498.919 | 802160.3193 | 466649.78 | 7470 | 1218.8201 | 0 | 352233.6443 | 90000 | 114416.1357 | 0.25 | 900 | 0.1339 | 518.4998 | 0.017356
2017-03-01 08:30 | 6.95 | 176 | 784.8634 | 0 | 0 | 20.0059 | 538.9323 | 0 | 20 | 24 | 9.5967 | 0 | 0 | 0 | 0 | 7.2881 | 0 | 0 | 0 | 0 | 1264139.789 | 802160.3193 | 453290.6495 | 7470 | 1218.8201 | 0 | 340540.5029 | 90000 | 112750.1465 | 0.25 | 900 | 0.13301 | 503.6563 | 0.016747
2017-03-01 08:45 | 6.975 | 202.25 | 784.8634 | 0 | 0 | 20.0047 | 483.6871 | 0 | 20 | 24 | 9.5689 | 0 | 0 | 0 | 0 | 7.2612 | 0 | 0 | 0 | 0 | 1247437.723 | 802160.3193 | 436588.5839 | 7470 | 1218.8201 | 0 | 325918.1548 | 90000 | 110670.4291 | 0.25 | 900 | 0.13211 | 485.0984 | 0.016022
2017-03-01 09:00 | 7 | 228.5 | 784.8634 | 0 | 0 | 20.0037 | 429.1219 | 0 | 20 | 24 | 9.5462 | 0 | 0 | 0 | 0 | 7.2454 | 0 | 0 | 0 | 0 | 1230900.313 | 802160.3193 | 420051.174 | 7470 | 1218.8201 | 0 | 311438.7058 | 90000 | 108612.4681 | 0.25 | 900 | 0.13122 | 466.7235 | 0.015311
2017-03-01 09:15 | 7.2 | 254.75 | 659.069 | 0 | 0 | 20.0134 | 423.187 | 0 | 20 | 24 | 9.5425 | 0 | 0 | 0 | 0 | 7.3848 | 0 | 0 | 0 | 0 | 1181225.185 | 755520.0357 | 417404.1351 | 7470 | 831.0137 | 0 | 309167.0751 | 90000 | 108237.06 | 0.25 | 900 | 0.12744 | 463.7824 | 0.014776
2017-03-01 09:30 | 7.4 | 281 | 659.069 | 0 | 0 | 20.0118 | 315.5825 | 0 | 20 | 24 | 9.5608 | 0 | 0 | 0 | 0 | 7.5579 | 0 | 0 | 0 | 0 | 1147632.567 | 755520.0357 | 383811.5172 | 7470 | 831.0137 | 0 | 279766.9397 | 90000 | 104044.5775 | 0.25 | 900 | 0.12366 | 426.4572 | 0.013184
2017-03-01 09:45 | 7.6 | 275.5 | 659.069 | 0 | 0 | 20.0111 | 244.8344 | 0 | 20 | 24 | 9.6002 | 0 | 0 | 0 | 0 | 7.7249 | 0 | 0 | 0 | 0 | 1125387.021 | 755520.0357 | 361565.9721 | 7470 | 831.0137 | 0 | 260295.7939 | 90000 | 101270.1782 | 0.25 | 900 | 0.11988 | 401.74 | 0.01204
2017-03-01 10:00 | 7.8 | 270 | 659.069 | 0 | 0 | 20.011 | 182.9124 | 0 | 20 | 24 | 9.6568 | 0 | 0 | 0 | 0 | 7.8953 | 0 | 0 | 0 | 0 | 1105899.951 | 755520.0357 | 342078.9012 | 7470 | 831.0137 | 0 | 243230.2693 | 90000 | 98848.6319 | 0.25 | 900 | 0.1161 | 380.0877 | 0.011032
2017-03-01 10:15 | 7.75 | 264.5 | 660.4469 | 0 | 0 | 19.9978 | 121.6925 | 0 | 20 | 24 | 9.7097 | 0 | 0 | 0 | 0 | 7.892 | 0 | 0 | 0 | 0 | 1103273.951 | 771370.9002 | 323602.0376 | 7470 | 831.0137 | 0 | 227017.4026 | 90000 | 96584.635 | 0.25 | 900 | 0.11291 | 359.5578 | 0.010149
2017-03-01 10:30 | 7.7 | 259 | 660.4469 | 0 | 0 | 19.9966 | 112.5872 | 0 | 20 | 24 | 9.7416 | 0 | 0 | 0 | 0 | 7.8391 | 0 | 0 | 0 | 0 | 1100824.201 | 771370.9002 | 321152.2873 | 7470 | 831.0137 | 0 | 224864.5016 | 90000 | 96287.7857 | 0.25 | 900 | 0.10971 | 356.8359 | 0.0097871
2017-03-01 10:45 | 7.65 | 237.25 | 660.4469 | 0 | 0 | 19.9941 | 77.6914 | 0 | 20 | 24 | 9.7474 | 0 | 0 | 0 | 0 | 7.7845 | 0 | 0 | 0 | 0 | 1090417.812 | 771370.9002 | 310745.8984 | 7470 | 831.0137 | 0 | 215734.0416 | 90000 | 95011.8569 | 0.25 | 900 | 0.10651 | 345.2732 | 0.0091942
2017-03-01 11:00 | 7.6 | 215.5 | 660.4469 | 0 | 0 | 19.9941 | 71.6631 | 0 | 20 | 24 | 9.7304 | 0 | 0 | 0 | 0 | 7.7287 | 0 | 0 | 0 | 0 | 1088787.794 | 771370.9002 | 309115.8803 | 7470 | 831.0137 | 0 | 214301.396 | 90000 | 94814.4844 | 0.25 | 900 | 0.10332 | 343.4621 | 0.0088716
2017-03-01 11:15 | 8.025 | 193.75 | 667.2072 | 0 | 0 | 20.0011 | 57.4861 | 0 | 20 | 24 | 9.7299 | 0 | 0 | 0 | 0 | 8.0494 | 0 | 0 | 0 | 0 | 1096522.135 | 784741.6695 | 303479.4519 | 7470 | 831.0137 | 0 | 209381.4392 | 90000 | 94098.0127 | 0.25 | 900 | 0.10165 | 337.1994 | 0.0085693
2017-03-01 11:30 | 8.45 | 172 | 667.2072 | 0 | 0 | 20.0008 | 35.442 | 0 | 20 | 24 | 9.7588 | 0 | 0 | 0 | 0 | 8.3922 | 0 | 0 | 0 | 0 | 1088485.977 | 784741.6695 | 295443.2942 | 7470 | 831.0137 | 0 | 202346.1925 | 90000 | 93097.1017 | 0.25 | 900 | 0.099985 | 328.2703 | 0.0082055
2017-03-01 11:45 | 8.875 | 148 | 667.2072 | 0 | 0 | 20.0008 | 33.0966 | 0 | 20 | 24 | 9.8233 | 0 | 0 | 0 | 0 | 8.7493 | 0 | 0 | 0 | 0 | 1086482.906 | 784741.6695 | 293440.2231 | 7470 | 831.0137 | 0 | 200602.8131 | 90000 | 92837.41 | 0.25 | 900 | 0.098318 | 326.0447 | 0.008014
2017-03-01 12:00 | 9.3 | 124 | 667.2072 | 0 | 0 | 20.0008 | 36.9337 | 0 | 20 | 24 | 9.915 | 0 | 0 | 0 | 0 | 9.1146 | 0 | 0 | 0 | 0 | 1086333.178 | 784741.6695 | 293290.495 | 7470 | 831.0137 | 0 | 200486.9295 | 90000 | 92803.5655 | 0.25 | 900 | 0.09665 | 325.8783 | 0.007874
2017-03-01 12:15 | 9.325 | 100 | 667.3073 | 0 | 0 | 19.9848 | 73.0558 | 0 | 20 | 24 | 10.004 | 0 | 0 | 0 | 0 | 9.2208 | 0 | 0 | 0 | 0 | 1086446.142 | 774510.3167 | 303634.8113 | 7470 | 831.0137 | 0 | 209587.394 | 90000 | 94047.4173 | 0.25 | 900 | 0.0945 | 337.372 | 0.0079704
2017-03-01 12:30 | 9.35 | 76 | 667.3073 | 0 | 0 | 19.9872 | 159.0092 | 0 | 20 | 24 | 10.0712 | 0 | 0 | 0 | 0 | 9.2663 | 0 | 0 | 0 | 0 | 1111694.943 | 774510.3167 | 328883.6128 | 7470 | 831.0137 | 0 | 231800.2346 | 90000 | 97083.3781 | 0.25 | 900 | 0.09235 | 365.4262 | 0.0084368
2017-03-01 12:45 | 9.375 | 59.25 | 667.3073 | 0 | 0 | 19.9896 | 207.5401 | 0 | 20 | 24 | 10.1092 | 0 | 0 | 0 | 0 | 9.3058 | 0 | 0 | 0 | 0 | 1125756.618 | 774510.3167 | 342945.2881 | 7470 | 831.0137 | 0 | 244173.2562 | 90000 | 98772.0318 | 0.25 | 900 | 0.0902 | 381.0503 | 0.0085927
2017-03-01 13:00 | 9.4 | 42.5 | 667.3073 | 0 | 0 | 19.9927 | 281.068 | 0 | 20 | 24 | 10.123 | 0 | 0 | 0 | 0 | 9.339 | 0 | 0 | 0 | 0 | 1147034.784 | 774510.3167 | 364223.4538 | 7470 | 831.0137 | 0 | 262896.3485 | 90000 | 101327.1053 | 0.25 | 900 | 0.08805 | 404.6927 | 0.0089083
2017-03-01 13:15 | 9.3 | 25.75 | 664.8583 | 0 | 0 | 19.9841 | 348.3137 | 0 | 20 | 24 | 10.1154 | 0 | 0 | 0 | 0 | 9.2662 | 0 | 0 | 0 | 0 | 1153301.112 | 761050.4743 | 383949.6239 | 7470 | 831.0137 | 0 | 280233.0741 | 90000 | 103716.5497 | 0.25 | 900 | 0.086913 | 426.6107 | 0.0092695
2017-03-01 13:30 | 9.2 | 9 | 664.8583 | 0 | 0 | 19.9855 | 468.3818 | 0 | 20 | 24 | 10.0924 | 0 | 0 | 0 | 0 | 9.1815 | 0 | 0 | 0 | 0 | 1188611.641 | 761050.4743 | 419260.1531 | 7470 | 831.0137 | 0 | 311269.4676 | 90000 | 107990.6855 | 0.25 | 900 | 0.085775 | 465.8446 | 0.0099895
2017-03-01 13:45 | 9.1 | 7 | 664.8583 | 0 | 0 | 19.9863 | 544.442 | 0 | 20 | 24 | 10.0588 | 0 | 0 | 0 | 0 | 9.0976 | 0 | 0 | 0 | 0 | 1211077.349 | 761050.4743 | 441725.8605 | 7470 | 831.0137 | 0 | 331000.0696 | 90000 | 110725.7909 | 0.25 | 900 | 0.084638 | 490.8065 | 0.010385
2017-03-01 14:00 | 9 | 5 | 664.8583 | 0 | 0 | 19.987 | 629.8297 | 0 | 20 | 24 | 10.0182 | 0 | 0 | 0 | 0 | 9.012 | 0 | 0 | 0 | 0 | 1236224.913 | 761050.4743 | 466873.425 | 7470 | 831.0137 | 0 | 353081.269 | 90000 | 113792.156 | 0.25 | 900 | 0.0835 | 518.7482 | 0.010829
2017-03-01 14:15 | 8.975 | 3 | 676.4847 | 0 | 0 | 19.9944 | 706.7993 | 0 | 20 | 24 | 9.9778 | 0 | 0 | 0 | 0 | 8.9919 | 0 | 0 | 0 | 0 | 1263229.357 | 765614.8792 | 489313.4644 | 7470 | 831.0137 | 0 | 372800.7149 | 90000 | 116512.7496 | 0.25 | 900 | 0.084893 | 543.6816 | 0.011539
2017-03-01 14:30 | 8.95 | 1 | 676.4847 | 0 | 0 | 19.9954 | 764.1236 | 0 | 20 | 24 | 9.9399 | 0 | 0 | 0 | 0 | 8.9788 | 0 | 0 | 0 | 0 | 1279720.648 | 765614.8792 | 505804.7555 | 7470 | 831.0137 | 0 | 387289.0063 | 90000 | 118515.7492 | 0.25 | 900 | 0.086285 | 562.0053 | 0.012123
2017-03-01 14:45 | 8.925 | 1 | 676.4847 | 0 | 0 | 19.9963 | 839.6846 | 0 | 20 | 24 | 9.9038 | 0 | 0 | 0 | 0 | 8.965 | 0 | 0 | 0 | 0 | 1301478.139 | 765614.8792 | 527562.2462 | 7470 | 831.0137 | 0 | 406405.1366 | 90000 | 121157.1095 | 0.25 | 900 | 0.087677 | 586.1803 | 0.012849
2017-03-01 15:00 | 8.9 | 1 | 676.4847 | 0 | 0 | 19.9968 | 905.6553 | 0 | 20 | 24 | 9.8688 | 0 | 0 | 0 | 0 | 8.9524 | 0 | 0 | 0 | 0 | 1320464.341 | 765614.8792 | 546548.4485 | 7470 | 831.0137 | 0 | 423083.5978 | 90000 | 123464.8508 | 0.25 | 900 | 0.08907 | 607.2761 | 0.013523
2017-03-01 15:15 | 9 | 1 | 743.5399 | 0 | 0 | 20.0211 | 949.2934 | 0 | 20 | 24 | 9.8497 | 0 | 0 | 0 | 0 | 9.0273 | 0 | 0 | 0 | 0 | 1400654.167 | 833027.0814 | 558716.6614 | 7470 | 1440.4237 | 0 | 433825.2491 | 90000 | 124891.4123 | 0.25 | 900 | 0.093408 | 620.7963 | 0.014497
2017-03-01 15:30 | 9.1 | 1 | 743.5399 | 0 | 0 | 20.0216 | 919.4559 | 0 | 20 | 24 | 9.8483 | 0 | 0 | 0 | 0 | 9.1108 | 0 | 0 | 0 | 0 | 1648673.586 | 833027.0814 | 548981.2008 | 265224.8799 | 1440.4237 | 0 | 425310.64 | 90000 | 123670.5609 | 0.25 | 900 | 0.097745 | 609.9791 | 0.014906
2017-03-01 15:45 | 9.2 | 0.75 | 743.5399 | 0 | 0 | 20.0222 | 955.5138 | 0 | 20 | 24 | 9.8596 | 0 | 0 | 0 | 0 | 9.1958 | 0 | 0 | 0 | 0 | 1400248.794 | 833027.0814 | 558311.2893 | 7470 | 1440.4237 | 0 | 433560.4357 | 90000 | 124750.8536 | 0.25 | 900 | 0.10208 | 620.3459 | 0.015832
2017-03-01 16:00 | 9.3 | 0.5 | 743.5399 | 0 | 0 | 20.0226 | 963.7681 | 0 | 20 | 24 | 9.8793 | 0 | 0 | 0 | 0 | 9.2822 | 0 | 0 | 0 | 0 | 1401715.714 | 833027.0814 | 559778.2088 | 7470 | 1440.4237 | 0 | 434896.5034 | 90000 | 124881.7054 | 0.25 | 900 | 0.10642 | 621.9758 | 0.016548
2017-03-01 16:15 | 9.275 | 0.25 | 968.6641 | 0 | 0 | 20.0321 | 914.9906 | 0 | 20 | 24 | 9.8966 | 0 | 0 | 0 | 0 | 9.2693 | 0 | 0 | 0 | 0 | 1611127.18 | 1054199.884 | 546354.8446 | 7470 | 3102.4511 | 0 | 423078.0066 | 90000 | 123276.838 | 0.25 | 900 | 0.11196 | 607.0609 | 0.016992
2017-03-01 16:30 | 9.25 | 0 | 968.6641 | 0 | 0 | 20.0328 | 875.5932 | 0 | 20 | 24 | 9.9077 | 0 | 0 | 0 | 0 | 9.2454 | 0 | 0 | 0 | 0 | 1600017.136 | 1054199.884 | 535244.8002 | 7470 | 3102.4511 | 0 | 413295.2449 | 90000 | 121949.5552 | 0.25 | 900 | 0.11751 | 594.7164 | 0.017471
2017-03-01 16:45 | 9.225 | 0 | 968.6641 | 0 | 0 | 20.0322 | 793.8965 | 0 | 20 | 24 | 9.9546 | 0 | 0 | 0 | 0 | 9.2453 | 0 | 0 | 0 | 0 | 1577067.311 | 1054199.884 | 512294.9752 | 7470 | 3102.4511 | 0 | 393100.189 | 90000 | 119194.7862 | 0.25 | 900 | 0.12305 | 569.2166 | 0.017511
2017-03-01 17:00 | 9.2 | 0 | 968.6641 | 0 | 0 | 20.0324 | 755.5164 | 0 | 20 | 24 | 10.0847 | 0 | 0 | 0 | 0 | 9.2771 | 0 | 0 | 0 | 0 | 1566328.821 | 1054199.884 | 501556.4856 | 7470 | 3102.4511 | 0 | 383646.4251 | 90000 | 117910.0605 | 0.25 | 900 | 0.1286 | 557.285 | 0.017917
2017-03-01 17:15 | 9.025 | 0 | 1303.7902 | 0 | 0 | 19.9957 | 622.3296 | 0 | 20 | 24 | 10.2454 | 0 | 0 | 0 | 0 | 9.1636 | 0 | 0 | 0 | 0 | 2065170.473 | 1330183.607 | 463906.7022 | 266758.8933 | 4321.2711 | 0 | 350480.7782 | 90000 | 113425.9239 | 0.25 | 900 | 0.13063 | 515.4519 | 0.016833
2017-03-01 17:30 | 8.85 | 0 | 1303.7902 | 0 | 0 | 19.9946 | 715.7394 | 0 | 20 | 24 | 10.3735 | 0 | 0 | 0 | 0 | 9.0132 | 0 | 0 | 0 | 0 | 1834358.531 | 1330183.607 | 492383.6534 | 7470 | 4321.2711 | 0 | 375455.5431 | 90000 | 116928.1103 | 0.25 | 900 | 0.13265 | 547.0929 | 0.018144
2017-03-01 17:45 | 8.675 | 0 | 1303.7902 | 0 | 0 | 19.9945 | 719.7719 | 0 | 20 | 24 | 10.4458 | 0 | 0 | 0 | 0 | 8.8501 | 0 | 0 | 0 | 0 | 1836768.573 | 1330183.607 | 494793.6954 | 7470 | 4321.2711 | 0 | 377511.1361 | 90000 | 117282.5593 | 0.25 | 900 | 0.13468 | 549.7708 | 0.018511
2017-03-01 18:00 | 8.5 | 0 | 1303.7902 | 0 | 0 | 19.9946 | 766.8102 | 0 | 20 | 24 | 10.47 | 0 | 0 | 0 | 0 | 8.6843 | 0 | 0 | 0 | 0 | 1851566.124 | 1330183.607 | 509591.2463 | 7470 | 4321.2711 | 0 | 390445.9429 | 90000 | 119145.3035 | 0.25 | 900 | 0.13671 | 566.2125 | 0.019352
2017-03-01 18:15 | 8.4 | 0 | 1525.0463 | 0 | 0 | 19.9734 | 694.96 | 0 | 20 | 24 | 10.4554 | 0 | 0 | 0 | 0 | 8.5569 | 0 | 0 | 0 | 0 | 2221224.024 | 1419081.786 | 489268.2099 | 268138.7173 | 44735.3104 | 0 | 372560.1605 | 90000 | 116708.0494 | 0.25 | 900 | 0.13709 | 543.6313 | 0.018632
2017-03-01 18:30 | 8.3 | 0 | 1525.0463 | 0 | 0 | 19.9725 | 808.9811 | 0 | 20 | 24 | 10.4154 | 0 | 0 | 0 | 0 | 8.4444 | 0 | 0 | 0 | 0 | 1994628.031 | 1419081.786 | 523340.9341 | 7470 | 44735.3104 | 0 | 402442.2331 | 90000 | 120898.701 | 0.25 | 900 | 0.13748 | 581.4899 | 0.019986
2017-03-01 18:45 | 8.2 | 0 | 1525.0463 | 0 | 0 | 19.9746 | 912.6955 | 0 | 20 | 24 | 10.3392 | 0 | 0 | 0 | 0 | 8.3292 | 0 | 0 | 0 | 0 | 2286393.195 | 1419081.786 | 554105.6454 | 268470.453 | 44735.3104 | 0 | 429409.3959 | 90000 | 124696.2495 | 0.25 | 900 | 0.13786 | 615.6729 | 0.02122
2017-03-01 19:00 | 8.1 | 0 | 1525.0463 | 0 | 0 | 19.9771 | 1004.1443 | 0 | 20 | 24 | 10.2089 | 0 | 0 | 0 | 0 | 8.2123 | 0 | 0 | 0 | 0 | 2052569.3 | 1419081.786 | 581282.2037 | 7470 | 44735.3104 | 0 | 453217.3462 | 90000 | 128064.8575 | 0.25 | 900 | 0.13825 | 645.8691 | 0.022323
2017-03-01 19:15 | 7.975 | 0 | 1515.8774 | 0 | 0 | 19.9904 | 1037.8765 | 0 | 20 | 24 | 10.0702 | 0 | 0 | 0 | 0 | 8.1002 | 0 | 0 | 0 | 0 | 2037445.834 | 1392175.501 | 592435.4668 | 7470 | 45364.8662 | 0 | 462942.3928 | 90000 | 129493.074 | 0.25 | 900 | 0.13658 | 658.2616 | 0.022476
2017-03-01 19:30 | 7.85 | 0 | 1515.8774 | 0 | 0 | 19.9911 | 1070.2993 | 0 | 20 | 24 | 9.9727 | 0 | 0 | 0 | 0 | 7.9951 | 0 | 0 | 0 | 0 | 2309584.975 | 1392175.501 | 602672.5992 | 269372.0084 | 45364.8662 | 0 | 471859.2348 | 90000 | 130813.3644 | 0.25 | 900 | 0.1349 | 669.6362 | 0.022584
2017-03-01 19:45 | 7.725 | 0 | 1515.8774 | 0 | 0 | 19.9913 | 1136.78 | 0 | 20 | 24 | 9.9115 | 0 | 0 | 0 | 0 | 7.8916 | 0 | 0 | 0 | 0 | 2067974.687 | 1392175.501 | 622964.3196 | 7470 | 45364.8662 | 0 | 489591.0294 | 90000 | 133373.2902 | 0.25 | 900 | 0.13323 | 692.1826 | 0.023055
2017-03-01 20:00 | 7.6 | 0 | 1515.8774 | 0 | 0 | 19.9912 | 1192.3997 | 0 | 20 | 24 | 9.8585 | 0 | 0 | 0 | 0 | 7.7867 | 0 | 0 | 0 | 0 | 2347017.253 | 1392175.501 | 640171.4506 | 269305.4356 | 45364.8662 | 0 | 504609.785 | 90000 | 135561.6657 | 0.25 | 900 | 0.13156 | 711.3016 | 0.023395
2017-03-01 20:15 | 7.6 | 0 | 1503.2964 | 0 | 0 | 19.9886 | 1250.4238 | 0 | 20 | 24 | 9.8087 | 0 | 0 | 0 | 0 | 7.7784 | 0 | 0 | 0 | 0 | 2087325.914 | 1377595.011 | 656896.0371 | 7470 | 45364.8662 | 0 | 519275.8658 | 90000 | 137620.1713 | 0.25 | 900 | 0.12961 | 729.8845 | 0.02365
2017-03-01 20:30 | 7.6 | 0 | 1503.2964 | 0 | 0 | 19.9887 | 1322.8855 | 0 | 20 | 24 | 9.7626 | 0 | 0 | 0 | 0 | 7.7779 | 0 | 0 | 0 | 0 | 2370763.298 | 1377595.011 | 677709.6657 | 270093.7552 | 45364.8662 | 0 | 537527.6988 | 90000 | 140181.9669 | 0.25 | 900 | 0.12766 | 753.0107 | 0.024032
2017-03-01 20:45 | 7.6 | 0 | 1503.2964 | 0 | 0 | 19.989 | 1389.9025 | 0 | 20 | 24 | 9.7198 | 0 | 0 | 0 | 0 | 7.7751 | 0 | 0 | 0 | 0 | 2127250.279 | 1377595.011 | 696820.4018 | 7470 | 45364.8662 | 0 | 554286.2358 | 90000 | 142534.166 | 0.25 | 900 | 0.12571 | 774.2449 | 0.024333
2017-03-01 21:00 | 7.6 | 0 | 1503.2964 | 0 | 0 | 19.9892 | 1461.028 | 0 | 20 | 24 | 9.6795 | 0 | 0 | 0 | 0 | 7.7733 | 0 | 0 | 0 | 0 | 2410213.964 | 1377595.011 | 717007.2403 | 270246.8466 | 45364.8662 | 0 | 571988.4256 | 90000 | 145018.8146 | 0.25 | 900 | 0.12376 | 796.6747 | 0.024649
2017-03-01 21:15 | 7.625 | 0 | 1422.5951 | 0 | 0 | 20.0178 | 1508.9443 | 0 | 20 | 24 | 9.658 | 0 | 0 | 0 | 0 | 7.7972 | 0 | 0 | 0 | 0 | 2046607.715 | 1264143.416 | 731200.8042 | 7470 | 43793.4949 | 0 | 584453.4268 | 90000 | 146747.3774 | 0.25 | 900 | 0.12309 | 812.4453 | 0.025002
2017-03-01 21:30 | 7.65 | 0 | 1422.5951 | 0 | 0 | 20.0192 | 1465.2077 | 0 | 20 | 24 | 9.6528 | 0 | 0 | 0 | 0 | 7.8204 | 0 | 0 | 0 | 0 | 2033216.432 | 1264143.416 | 717809.5203 | 7470 | 43793.4949 | 0 | 572727.7254 | 90000 | 145081.7949 | 0.25 | 900 | 0.12243 | 797.5661 | 0.024412
2017-03-01 21:45 | 7.675 | 0 | 1422.5951 | 0 | 0 | 20.0193 | 1489.887 | 0 | 20 | 24 | 9.6542 | 0 | 0 | 0 | 0 | 7.8445 | 0 | 0 | 0 | 0 | 2302739.769 | 1264143.416 | 724446.5815 | 270356.2764 | 43793.4949 | 0 | 578566.558 | 90000 | 145880.0235 | 0.25 | 900 | 0.12176 | 804.9406 | 0.024503
2017-03-01 22:00 | 7.7 | 0 | 1422.5951 | 0 | 0 | 20.0196 | 1522.7008 | 0 | 20 | 24 | 9.6363 | 0 | 0 | 0 | 0 | 7.8653 | 0 | 0 | 0 | 0 | 2048802.612 | 1264143.416 | 733395.7004 | 7470 | 43793.4949 | 0 | 586433.7735 | 90000 | 146961.9269 | 0.25 | 900 | 0.1211 | 814.8841 | 0.024671
2017-03-01 22:15 | 7.875 | 0 | 1194.5375 | 0 | 0 | 20.0266 | 1537.4304 | 0 | 20 | 24 | 9.6148 | 0 | 0 | 0 | 0 | 8.0215 | 0 | 0 | 0 | 0 | 2056044.755 | 1009469.001 | 735945.0292 | 268997.8654 | 41632.8593 | 0 | 588799.9705 | 90000 | 147145.0587 | 0.25 | 900 | 0.1208 | 817.7167 | 0.024696
2017-03-01 22:30 | 8.05 | 0 | 1194.5375 | 0 | 0 | 20.0266 | 1517.8606 | 0 | 20 | 24 | 9.6346 | 0 | 0 | 0 | 0 | 8.1936 | 0 | 0 | 0 | 0 | 1786861.916 | 1009469.001 | 728290.0556 | 7470 | 41632.8593 | 0 | 582211.8962 | 90000 | 146078.1594 | 0.25 | 900 | 0.12051 | 809.2112 | 0.02438
2017-03-01 22:45 | 8.225 | 0 | 1194.5375 | 0 | 0 | 20.0264 | 1510.824 | 0 | 20 | 24 | 9.7043 | 0 | 0 | 0 | 0 | 8.3646 | 0 | 0 | 0 | 0 | 2044426.927 | 1009469.001 | 724350.0014 | 268975.0654 | 41632.8593 | 0 | 578880.8782 | 90000 | 145469.1232 | 0.25 | 900 | 0.12022 | 804.8333 | 0.024188
2017-03-01 23:00 | 8.4 | 0 | 1194.5375 | 0 | 0 | 20.0262 | 1493.0699 | 0 | 20 | 24 | 9.8029 | 0 | 0 | 0 | 0 | 8.5356 | 0 | 0 | 0 | 0 | 1776036.301 | 1009469.001 | 717464.4409 | 7470 | 41632.8593 | 0 | 572960.861 | 90000 | 144503.5799 | 0.25 | 900 | 0.11992 | 797.1827 | 0.0239
2017-03-01 23:15 | 8.55 | 0 | 1011.2128 | 0 | 0 | 20.013 | 1532.2099 | 0 | 20 | 24 | 9.9051 | 0 | 0 | 0 | 0 | 8.6845 | 0 | 0 | 0 | 0 | 1561485.246 | 787730.259 | 726258.7546 | 7470 | 40026.2329 | 0 | 580793.0888 | 90000 | 145465.6658 | 0.25 | 900 | 0.12094 | 806.9542 | 0.024398
2017-03-01 23:30 | 8.7 | 0 | 1011.2128 | 0 | 0 | 20.0127 | 1622.2878 | 0 | 20 | 24 | 9.9893 | 0 | 0 | 0 | 0 | 8.8299 | 0 | 0 | 0 | 0 | 1585034.298 | 787730.259 | 749807.8064 | 7470 | 40026.2329 | 0 | 601594.0263 | 90000 | 148213.7801 | 0.25 | 900 | 0.12196 | 833.1198 | 0.025402
2017-03-01 23:45 | 8.85 | 0 | 1011.2128 | 0 | 0 | 20.0129 | 1643.3242 | 0 | 20 | 24 | 10.0417 | 0 | 0 | 0 | 0 | 8.9708 | 0 | 0 | 0 | 0 | 1849507.656 | 787730.259 | 753918.9578 | 267832.2062 | 40026.2329 | 0 | 605321.9212 | 90000 | 148597.0365 | 0.25 | 900 | 0.12298 | 837.6877 | 0.025755
2017-03-02 | 9 | 0 | 1011.2128 | 0 | 0 | 20.0128 | 1671.5253 | 0 | 20 | 24 | 10.0842 | 0 | 0 | 0 | 0 | 9.1138 | 0 | 0 | 0 | 0 | 1595172.391 | 787730.259 | 759945.8988 | 7470 | 40026.2329 | 0 | 610735.9306 | 90000 | 149209.9683 | 0.25 | 900 | 0.12298 | 844.3843 | 0.025961

## Details_2025-04-24
datetime | Environment:Site Outdoor Air Drybulb Temperature [C](TimeStep) | Environment:Site Direct Solar Radiation Rate per Area [W/m2](TimeStep) | LIVING_UNIT1:Zone Total Internal Total Heating Rate [W](TimeStep) | GARAGE1:Zone Total Internal Total Heating Rate [W](TimeStep) | ATTIC_UNIT1:Zone Total Internal Total Heating Rate [W](TimeStep) | LIVING_UNIT1:Zone Air Temperature [C](TimeStep) | LIVING_UNIT1:Zone Air System Sensible Heating Rate [W](TimeStep) | LIVING_UNIT1:Zone Air System Sensible Cooling Rate [W](TimeStep) | LIVING_UNIT1:Zone Thermostat Heating Setpoint Temperature [C](TimeStep) | LIVING_UNIT1:Zone Thermostat Cooling Setpoint Temperature [C](TimeStep) | GARAGE1:Zone Air Temperature [C](TimeStep) | GARAGE1:Zone Air System Sensible Heating Rate [W](TimeStep) | GARAGE1:Zone Air System Sensible Cooling Rate [W](TimeStep) | GARAGE1:Zone Thermostat Heating Setpoint Temperature [C](TimeStep) | GARAGE1:Zone Thermostat Cooling Setpoint Temperature [C](TimeStep) | ATTIC_UNIT1:Zone Air Temperature [C](TimeStep) | ATTIC_UNIT1:Zone Air System Sensible Heating Rate [W](TimeStep) | ATTIC_UNIT1:Zone Air System Sensible Cooling Rate [W](TimeStep) | ATTIC_UNIT1:Zone Thermostat Heating Setpoint Temperature [C](TimeStep) | ATTIC_UNIT1:Zone Thermostat Cooling Setpoint Temperature [C](TimeStep) | Electricity:Facility [J](TimeStep) | Electricity:Building [J](TimeStep) | Electricity:HVAC [J](TimeStep) | Electricity:Plant [J](TimeStep) | ExteriorLights:Electricity [J](TimeStep) | Cooling:Electricity [J](TimeStep) | Heating:Electricity [J](TimeStep) | Ventilation:Fans:Electricity [J](TimeStep) | Fans:Electricity [J](TimeStep) | dt_hours | dt_seconds | current_price | P_total_W | step_cost_real
2017-04-24 | 10.2 | 0 | 1014.3672 | 0 | 0 | 22.3011 | 0 | 51.4481 | 20 | 24 | 11.8944 | 0 | 0 | 0 | 0 | 10.3784 | 0 | 0 | 0 | 0 | 1221576.896 | 799004.1329 | 99710.3571 | 282836.1733 | 40026.2329 | 0 | 0 | 90000 | 0 | 0.25 | 900 | 0.09123 | 0 | 0
2017-04-24 00:15 | 10.075 | 0 | 873.1528 | 0 | 0 | 22.1721 | 0 | 50.9279 | 20 | 24 | 11.8471 | 0 | 0 | 0 | 0 | 10.2235 | 0 | 0 | 0 | 0 | 1038355.184 | 613262.9701 | 99710.3571 | 286020.4343 | 39361.422 | 0 | 0 | 90000 | 99710.3571 | 0.25 | 900 | 0.09002 | 110.7893 | 0.0024933
2017-04-24 00:30 | 9.95 | 0 | 873.1528 | 0 | 0 | 22.0288 | 0 | 50.4026 | 20 | 24 | 11.8111 | 0 | 0 | 0 | 0 | 10.0904 | 0 | 0 | 0 | 0 | 930094.3921 | 613262.9701 | 270000 | 7470 | 39361.422 | 0 | 180000 | 90000 | 90000 | 0.25 | 900 | 0.08881 | 300 | 0.0066608
2017-04-24 00:45 | 9.825 | 0 | 873.1528 | 0 | 0 | 21.8846 | 0 | 50.2202 | 20 | 24 | 11.7875 | 0 | 0 | 0 | 0 | 9.9764 | 0 | 0 | 0 | 0 | 930094.3921 | 613262.9701 | 270000 | 7470 | 39361.422 | 0 | 180000 | 90000 | 90000 | 0.25 | 900 | 0.0876 | 300 | 0.00657
2017-04-24 01:00 | 9.7 | 0 | 873.1528 | 0 | 0 | 21.7457 | 0 | 50.2426 | 20 | 24 | 11.7734 | 0 | 0 | 0 | 0 | 9.8781 | 0 | 0 | 0 | 0 | 930094.3921 | 613262.9701 | 270000 | 7470 | 39361.422 | 0 | 180000 | 90000 | 90000 | 0.25 | 900 | 0.08639 | 300 | 0.0064792
2017-04-24 01:15 | 9.675 | 0 | 835.0282 | 0 | 0 | 21.6148 | 0 | 49.5406 | 20 | 24 | 11.764 | 0 | 0 | 0 | 0 | 9.8309 | 0 | 0 | 0 | 0 | 879168.8237 | 562337.4017 | 270000 | 7470 | 39361.422 | 0 | 180000 | 90000 | 90000 | 0.25 | 900 | 0.085822 | 300 | 0.0064367
2017-04-24 01:30 | 9.65 | 0 | 835.0282 | 0 | 0 | 21.4905 | 0 | 48.8609 | 20 | 24 | 11.7546 | 0 | 0 | 0 | 0 | 9.786 | 0 | 0 | 0 | 0 | 879168.8237 | 562337.4017 | 270000 | 7470 | 39361.422 | 0 | 180000 | 90000 | 90000 | 0.25 | 900 | 0.085255 | 300 | 0.0063941
2017-04-24 01:45 | 9.625 | 0 | 835.0282 | 0 | 0 | 21.3741 | 0 | 48.2792 | 20 | 24 | 11.7412 | 0 | 0 | 0 | 0 | 9.7271 | 0 | 0 | 0 | 0 | 879168.8237 | 562337.4017 | 270000 | 7470 | 39361.422 | 0 | 180000 | 90000 | 90000 | 0.25 | 900 | 0.084687 | 300 | 0.0063516
2017-04-24 02:00 | 9.6 | 0 | 835.0282 | 0 | 0 | 21.267 | 0 | 47.8177 | 20 | 24 | 11.7197 | 0 | 0 | 0 | 0 | 9.6614 | 0 | 0 | 0 | 0 | 879168.8237 | 562337.4017 | 270000 | 7470 | 39361.422 | 0 | 180000 | 90000 | 90000 | 0.25 | 900 | 0.08412 | 300 | 0.006309
2017-04-24 02:15 | 9.525 | 0 | 823.4563 | 0 | 0 | 21.1579 | 0 | 47.4761 | 20 | 24 | 11.6943 | 0 | 0 | 0 | 0 | 9.5935 | 0 | 0 | 0 | 0 | 862584.7402 | 545753.3182 | 270000 | 7470 | 39361.422 | 0 | 180000 | 90000 | 90000 | 0.25 | 900 | 0.084127 | 300 | 0.0063096
2017-04-24 02:30 | 9.45 | 0 | 823.4563 | 0 | 0 | 21.044 | 0 | 47.0147 | 20 | 24 | 11.6677 | 0 | 0 | 0 | 0 | 9.5259 | 0 | 0 | 0 | 0 | 862584.7402 | 545753.3182 | 270000 | 7470 | 39361.422 | 0 | 180000 | 90000 | 90000 | 0.25 | 900 | 0.084135 | 300 | 0.0063101
2017-04-24 02:45 | 9.375 | 0 | 823.4563 | 0 | 0 | 20.9283 | 0 | 46.6223 | 20 | 24 | 11.6397 | 0 | 0 | 0 | 0 | 9.4592 | 0 | 0 | 0 | 0 | 862584.7402 | 545753.3182 | 270000 | 7470 | 39361.422 | 0 | 180000 | 90000 | 90000 | 0.25 | 900 | 0.084143 | 300 | 0.0063107
2017-04-24 03:00 | 9.3 | 0 | 823.4563 | 0 | 0 | 20.8149 | 0 | 46.35 | 20 | 24 | 11.6101 | 0 | 0 | 0 | 0 | 9.392 | 0 | 0 | 0 | 0 | 862584.7402 | 545753.3182 | 270000 | 7470 | 39361.422 | 0 | 180000 | 90000 | 90000 | 0.25 | 900 | 0.08415 | 300 | 0.0063113
2017-04-24 03:15 | 9.25 | 0 | 814.9909 | 0 | 0 | 20.7072 | 0 | 46.0018 | 20 | 24 | 11.5786 | 0 | 0 | 0 | 0 | 9.3316 | 0 | 0 | 0 | 0 | 850195.089 | 533363.667 | 270000 | 7470 | 39361.422 | 0 | 180000 | 90000 | 90000 | 0.25 | 900 | 0.083113 | 300 | 0.0062334
2017-04-24 03:30 | 9.2 | 0 | 814.9909 | 0 | 0 | 20.6059 | 0 | 45.7205 | 20 | 24 | 11.5464 | 0 | 0 | 0 | 0 | 9.2745 | 0 | 0 | 0 | 0 | 850195.089 | 533363.667 | 270000 | 7470 | 39361.422 | 0 | 180000 | 90000 | 90000 | 0.25 | 900 | 0.082075 | 300 | 0.0061556
2017-04-24 03:45 | 9.15 | 0 | 814.9909 | 0 | 0 | 20.5095 | 0 | 45.4486 | 20 | 24 | 11.515 | 0 | 0 | 0 | 0 | 9.2195 | 0 | 0 | 0 | 0 | 850195.089 | 533363.667 | 270000 | 7470 | 39361.422 | 0 | 180000 | 90000 | 90000 | 0.25 | 900 | 0.081037 | 300 | 0.0060778
2017-04-24 04:00 | 9.1 | 0 | 814.9909 | 0 | 0 | 20.417 | 0 | 45.1782 | 20 | 24 | 11.4843 | 0 | 0 | 0 | 0 | 9.1664 | 0 | 0 | 0 | 0 | 850195.089 | 533363.667 | 270000 | 7470 | 39361.422 | 0 | 180000 | 90000 | 90000 | 0.25 | 900 | 0.08 | 300 | 0.006
2017-04-24 04:15 | 9.075 | 0 | 851.7897 | 0 | 0 | 20.3324 | 0 | 44.8697 | 20 | 24 | 11.4573 | 0 | 0 | 0 | 0 | 9.1358 | 0 | 0 | 0 | 0 | 884707.4778 | 566989.6412 | 270000 | 7470 | 40247.8366 | 0 | 180000 | 90000 | 90000 | 0.25 | 900 | 0.081467 | 300 | 0.0061101
2017-04-24 04:30 | 9.05 | 0 | 851.7897 | 0 | 0 | 20.2516 | 0 | 44.483 | 20 | 24 | 11.4353 | 0 | 0 | 0 | 0 | 9.1168 | 0 | 0 | 0 | 0 | 884707.4778 | 566989.6412 | 270000 | 7470 | 40247.8366 | 0 | 180000 | 90000 | 90000 | 0.25 | 900 | 0.082935 | 300 | 0.0062201
2017-04-24 04:45 | 9.025 | 0 | 851.7897 | 0 | 0 | 20.1713 | 0 | 44.0203 | 20 | 24 | 11.4188 | 0 | 0 | 0 | 0 | 9.1019 | 0 | 0 | 0 | 0 | 884707.4778 | 566989.6412 | 270000 | 7470 | 40247.8366 | 0 | 180000 | 90000 | 90000 | 0.25 | 900 | 0.084403 | 300 | 0.0063302
2017-04-24 05:00 | 9 | 0 | 851.7897 | 0 | 0 | 20.0914 | 0 | 43.5553 | 20 | 24 | 11.4076 | 0 | 0 | 0 | 0 | 9.0895 | 0 | 0 | 0 | 0 | 884707.4778 | 566989.6412 | 270000 | 7470 | 40247.8366 | 0 | 180000 | 90000 | 90000 | 0.25 | 900 | 0.08587 | 300 | 0.0064402
2017-04-24 05:15 | 8.975 | 0 | 975.6044 | 0 | 0 | 20.0412 | 0 | 44.1054 | 20 | 24 | 11.4023 | 0 | 0 | 0 | 0 | 9.0735 | 0 | 0 | 0 | 0 | 1015222.663 | 696064.4026 | 270000 | 7470 | 41688.2603 | 0 | 180000 | 90000 | 90000 | 0.25 | 900 | 0.090295 | 300 | 0.0067721
2017-04-24 05:30 | 8.95 | 0 | 975.6044 | 0 | 0 | 20.0086 | 0 | 44.499 | 20 | 24 | 11.397 | 0 | 0 | 0 | 0 | 9.0482 | 0 | 0 | 0 | 0 | 1015222.663 | 696064.4026 | 270000 | 7470 | 41688.2603 | 0 | 180000 | 90000 | 90000 | 0.25 | 900 | 0.09472 | 300 | 0.007104
2017-04-24 05:45 | 8.925 | 17.5 | 975.6044 | 0 | 0 | 20.033 | 0 | 46.4007 | 20 | 24 | 11.4084 | 0 | 0 | 0 | 0 | 9.0645 | 0 | 0 | 0 | 0 | 1015222.663 | 696064.4026 | 270000 | 7470 | 41688.2603 | 0 | 180000 | 90000 | 90000 | 0.25 | 900 | 0.099145 | 300 | 0.0074359
2017-04-24 06:00 | 8.9 | 35 | 975.6044 | 0 | 0 | 20.0967 | 0 | 48.1836 | 20 | 24 | 11.4846 | 0 | 0 | 0 | 0 | 9.2047 | 0 | 0 | 0 | 0 | 1015222.663 | 696064.4026 | 270000 | 7470 | 41688.2603 | 0 | 180000 | 90000 | 90000 | 0.25 | 900 | 0.10357 | 300 | 0.0077677
2017-04-24 06:15 | 8.925 | 52.5 | 1081.4965 | 0 | 0 | 20.1818 | 0 | 49.2538 | 20 | 24 | 11.6495 | 0 | 0 | 0 | 0 | 9.3931 | 0 | 0 | 0 | 0 | 1113136.242 | 832563.7912 | 270000 | 7470 | 3102.4511 | 0 | 180000 | 90000 | 90000 | 0.25 | 900 | 0.10632 | 300 | 0.0079738
2017-04-24 06:30 | 8.95 | 70 | 1081.4965 | 0 | 0 | 20.2614 | 0 | 49.586 | 20 | 24 | 11.8989 | 0 | 0 | 0 | 0 | 9.5591 | 0 | 0 | 0 | 0 | 1113136.242 | 832563.7912 | 270000 | 7470 | 3102.4511 | 0 | 180000 | 90000 | 90000 | 0.25 | 900 | 0.10906 | 300 | 0.0081799
2017-04-24 06:45 | 8.975 | 107.25 | 1081.4965 | 0 | 0 | 20.3267 | 0 | 48.9784 | 20 | 24 | 12.182 | 0 | 0 | 0 | 0 | 9.708 | 0 | 0 | 0 | 0 | 1113136.242 | 832563.7912 | 270000 | 7470 | 3102.4511 | 0 | 180000 | 90000 | 90000 | 0.25 | 900 | 0.11181 | 300 | 0.0083859
2017-04-24 07:00 | 9 | 144.5 | 1081.4965 | 0 | 0 | 20.418 | 0 | 49.9173 | 20 | 24 | 12.5856 | 0 | 0 | 0 | 0 | 9.8932 | 0 | 0 | 0 | 0 | 1113136.242 | 832563.7912 | 270000 | 7470 | 3102.4511 | 0 | 180000 | 90000 | 90000 | 0.25 | 900 | 0.11456 | 300 | 0.008592
2017-04-24 07:15 | 9.1 | 181.75 | 1087.3373 | 0 | 0 | 20.5244 | 0 | 50.2248 | 20 | 24 | 13.0324 | 0 | 0 | 0 | 0 | 10.2298 | 0 | 0 | 0 | 0 | 1197396.145 | 917156.0991 | 270000 | 7470 | 2770.0456 | 0 | 180000 | 90000 | 90000 | 0.25 | 900 | 0.11527 | 300 | 0.0086453
2017-04-24 07:30 | 9.2 | 219 | 1087.3373 | 0 | 0 | 20.661 | 0 | 51.0504 | 20 | 24 | 13.5395 | 0 | 0 | 0 | 0 | 10.6237 | 0 | 0 | 0 | 0 | 1197396.145 | 917156.0991 | 270000 | 7470 | 2770.0456 | 0 | 180000 | 90000 | 90000 | 0.25 | 900 | 0.11598 | 300 | 0.0086985
2017-04-24 07:45 | 9.3 | 250.75 | 1087.3373 | 0 | 0 | 20.7962 | 0 | 50.8366 | 20 | 24 | 14.0573 | 0 | 0 | 0 | 0 | 11.0553 | 0 | 0 | 0 | 0 | 1197396.145 | 917156.0991 | 270000 | 7470 | 2770.0456 | 0 | 180000 | 90000 | 90000 | 0.25 | 900 | 0.11669 | 300 | 0.0087517
2017-04-24 08:00 | 9.4 | 282.5 | 1087.3373 | 0 | 0 | 20.9984 | 0 | 52.2954 | 20 | 24 | 14.8164 | 0 | 0 | 0 | 0 | 11.5112 | 0 | 0 | 0 | 0 | 1197396.145 | 917156.0991 | 270000 | 7470 | 2770.0456 | 0 | 180000 | 90000 | 90000 | 0.25 | 900 | 0.1174 | 300 | 0.008805
2017-04-24 08:15 | 9.65 | 314.25 | 784.8634 | 0 | 0 | 21.1204 | 0 | 50.1211 | 20 | 24 | 15.6096 | 0 | 0 | 0 | 0 | 12.094 | 0 | 0 | 0 | 0 | 1080849.139 | 802160.3193 | 270000 | 7470 | 1218.8201 | 0 | 180000 | 90000 | 90000 | 0.25 | 900 | 0.11585 | 300 | 0.0086888
2017-04-24 08:30 | 9.9 | 346 | 784.8634 | 0 | 0 | 21.1922 | 0 | 48.5554 | 20 | 24 | 16.0741 | 0 | 0 | 0 | 0 | 12.1319 | 0 | 0 | 0 | 0 | 1080849.139 | 802160.3193 | 270000 | 7470 | 1218.8201 | 0 | 180000 | 90000 | 90000 | 0.25 | 900 | 0.1143 | 300 | 0.0085725
2017-04-24 08:45 | 10.15 | 368 | 784.8634 | 0 | 0 | 21.3056 | 0 | 48.0935 | 20 | 24 | 16.0907 | 0 | 0 | 0 | 0 | 11.5184 | 0 | 0 | 0 | 0 | 900849.1393 | 802160.3193 | 90000 | 7470 | 1218.8201 | 0 | 0 | 90000 | 90000 | 0.25 | 900 | 0.11275 | 100 | 0.0028188
2017-04-24 09:00 | 10.4 | 390 | 784.8634 | 0 | 0 | 21.4508 | 0 | 47.1771 | 20 | 24 | 15.4265 | 0 | 0 | 0 | 0 | 11.1278 | 0 | 0 | 0 | 0 | 900849.1393 | 802160.3193 | 90000 | 7470 | 1218.8201 | 0 | 0 | 90000 | 90000 | 0.25 | 900 | 0.1112 | 100 | 0.00278
2017-04-24 09:15 | 10.9 | 412 | 659.069 | 0 | 0 | 21.6436 | 0 | 44.7675 | 20 | 24 | 14.5619 | 0 | 0 | 0 | 0 | 11.1711 | 0 | 0 | 0 | 0 | 1125782.806 | 755520.0357 | 99710.3571 | 269721.3994 | 831.0137 | 0 | 0 | 90000 | 99710.3571 | 0.25 | 900 | 0.10789 | 110.7893 | 0.0029883
2017-04-24 09:30 | 11.4 | 434 | 659.069 | 0 | 0 | 21.8262 | 0 | 42.0398 | 20 | 24 | 14.0496 | 0 | 0 | 0 | 0 | 11.4095 | 0 | 0 | 0 | 0 | 1129914.801 | 755520.0357 | 99710.3571 | 273853.3947 | 831.0137 | 0 | 0 | 90000 | 99710.3571 | 0.25 | 900 | 0.10458 | 110.7893 | 0.0028966
2017-04-24 09:45 | 11.9 | 438.25 | 659.069 | 0 | 0 | 21.9977 | 0 | 40.0102 | 20 | 24 | 13.7423 | 0 | 0 | 0 | 0 | 11.7662 | 0 | 0 | 0 | 0 | 1134020.523 | 755520.0357 | 99710.3571 | 277959.1163 | 831.0137 | 0 | 0 | 90000 | 99710.3571 | 0.25 | 900 | 0.10127 | 110.7893 | 0.0028049
2017-04-24 10:00 | 12.4 | 442.5 | 659.069 | 0 | 0 | 22.2169 | 0 | 38.1528 | 20 | 24 | 13.5112 | 0 | 0 | 0 | 0 | 12.1692 | 0 | 0 | 0 | 0 | 1138062.308 | 755520.0357 | 99710.3571 | 282000.902 | 831.0137 | 0 | 0 | 90000 | 99710.3571 | 0.25 | 900 | 0.09796 | 110.7893 | 0.0027132
2017-04-24 10:15 | 12.75 | 446.75 | 660.4469 | 0 | 0 | 22.415 | 0 | 36.4977 | 20 | 24 | 13.3973 | 0 | 0 | 0 | 0 | 12.4902 | 0 | 0 | 0 | 0 | 1157505.574 | 771370.9002 | 99710.3571 | 285593.3032 | 831.0137 | 0 | 0 | 90000 | 99710.3571 | 0.25 | 900 | 0.09691 | 110.7893 | 0.0026841
2017-04-24 10:30 | 13.1 | 451 | 660.4469 | 0 | 0 | 22.598 | 0 | 34.8251 | 20 | 24 | 13.3428 | 0 | 0 | 0 | 0 | 12.8088 | 0 | 0 | 0 | 0 | 1160846.561 | 771370.9002 | 99710.3571 | 288934.2899 | 831.0137 | 0 | 0 | 90000 | 99710.3571 | 0.25 | 900 | 0.09586 | 110.7893 | 0.0026551
2017-04-24 10:45 | 13.45 | 455 | 660.4469 | 0 | 0 | 22.7708 | 0 | 33.1272 | 20 | 24 | 13.3296 | 0 | 0 | 0 | 0 | 13.1297 | 0 | 0 | 0 | 0 | 1164111.651 | 771370.9002 | 99710.3571 | 292199.3803 | 831.0137 | 0 | 0 | 90000 | 99710.3571 | 0.25 | 900 | 0.09481 | 110.7893 | 0.002626
2017-04-24 11:00 | 13.8 | 459 | 660.4469 | 0 | 0 | 22.9218 | 0 | 31.0306 | 20 | 24 | 13.3472 | 0 | 0 | 0 | 0 | 13.4494 | 0 | 0 | 0 | 0 | 1167330.03 | 771370.9002 | 99710.3571 | 295417.7589 | 831.0137 | 0 | 0 | 90000 | 99710.3571 | 0.25 | 900 | 0.09376 | 110.7893 | 0.0025969
2017-04-24 11:15 | 14.275 | 463 | 667.2072 | 0 | 0 | 23.0675 | 0 | 28.1471 | 20 | 24 | 13.6079 | 0 | 0 | 0 | 0 | 13.8425 | 0 | 0 | 0 | 0 | 1184058.405 | 784741.6695 | 99710.3571 | 298775.3643 | 831.0137 | 0 | 0 | 90000 | 99710.3571 | 0.25 | 900 | 0.090698 | 110.7893 | 0.0025121
2017-04-24 11:30 | 14.75 | 467 | 667.2072 | 0 | 0 | 23.1853 | 0 | 24.186 | 20 | 24 | 14.6616 | 0 | 0 | 0 | 0 | 14.244 | 0 | 0 | 0 | 0 | 1186883.474 | 784741.6695 | 99710.3571 | 301600.4332 | 831.0137 | 0 | 0 | 90000 | 99710.3571 | 0.25 | 900 | 0.087635 | 110.7893 | 0.0024273
2017-04-24 11:45 | 15.225 | 475 | 667.2072 | 0 | 0 | 23.3357 | 0 | 21.5597 | 20 | 24 | 15.0535 | 0 | 0 | 0 | 0 | 14.6398 | 0 | 0 | 0 | 0 | 969275.3293 | 784741.6695 | 92741.9513 | 90960.6947 | 831.0137 | 0 | 0 | 90000 | 92741.9513 | 0.25 | 900 | 0.084572 | 103.0466 | 0.0021787
2017-04-24 12:00 | 15.7 | 483 | 667.2072 | 0 | 0 | 23.4424 | 0 | 18.4853 | 20 | 24 | 14.5645 | 0 | 0 | 0 | 0 | 15.0444 | 0 | 0 | 0 | 0 | 883042.6832 | 784741.6695 | 90000 | 7470 | 831.0137 | 0 | 0 | 90000 | 90000 | 0.25 | 900 | 0.08151 | 100 | 0.0020378
2017-04-24 12:15 | 16.05 | 491 | 667.3073 | 0 | 0 | 23.561 | 0 | 16.5899 | 20 | 24 | 14.0514 | 0 | 0 | 0 | 0 | 15.3453 | 0 | 0 | 0 | 0 | 872811.3304 | 774510.3167 | 90000 | 7470 | 831.0137 | 0 | 0 | 90000 | 90000 | 0.25 | 900 | 0.08087 | 100 | 0.0020218
2017-04-24 12:30 | 16.4 | 499 | 667.3073 | 0 | 0 | 23.6674 | 0 | 14.3089 | 20 | 24 | 14.0331 | 0 | 0 | 0 | 0 | 15.654 | 0 | 0 | 0 | 0 | 872811.3304 | 774510.3167 | 90000 | 7470 | 831.0137 | 0 | 0 | 90000 | 90000 | 0.25 | 900 | 0.08023 | 100 | 0.0020058
2017-04-24 12:45 | 16.75 | 486 | 667.3073 | 0 | 0 | 23.8152 | 0 | 12.7945 | 20 | 24 | 14.5748 | 0 | 0 | 0 | 0 | 16.5239 | 0 | 0 | 0 | 0 | 872811.3304 | 774510.3167 | 90000 | 7470 | 831.0137 | 0 | 0 | 90000 | 90000 | 0.25 | 900 | 0.07959 | 100 | 0.0019898
2017-04-24 13:00 | 17.1 | 473 | 667.3073 | 0 | 0 | 23.9488 | 0 | 62.9397 | 20 | 24 | 15.7129 | 0 | 0 | 0 | 0 | 17.5471 | 0 | 0 | 0 | 0 | 887640.6485 | 774510.3167 | 104829.3181 | 7470 | 831.0137 | 12352.0963 | 0 | 90000 | 92477.2218 | 0.25 | 900 | 0.07895 | 116.477 | 0.002299
2017-04-24 13:15 | 17.125 | 460 | 664.8583 | 0 | 0 | 23.9977 | 0 | 199.6746 | 20 | 24 | 17.5781 | 0 | 0 | 0 | 0 | 18.6947 | 0 | 0 | 0 | 0 | 912631.1404 | 761050.4743 | 143279.6524 | 7470 | 831.0137 | 44379.171 | 0 | 90000 | 98900.4814 | 0.25 | 900 | 0.078355 | 159.1996 | 0.0031185
2017-04-24 13:30 | 17.15 | 447 | 664.8583 | 0 | 0 | 23.9999 | 0 | 307.5681 | 20 | 24 | 19.4814 | 0 | 0 | 0 | 0 | 19.5258 | 0 | 0 | 0 | 0 | 942738.544 | 761050.4743 | 173387.056 | 7470 | 831.0137 | 69453.2107 | 0 | 90000 | 103933.8453 | 0.25 | 900 | 0.07776 | 192.6523 | 0.0037452
2017-04-24 13:45 | 17.175 | 422.75 | 664.8583 | 0 | 0 | 23.9998 | 0 | 379.8977 | 20 | 24 | 21.2353 | 0 | 0 | 0 | 0 | 20.2632 | 0 | 0 | 0 | 0 | 962675.5837 | 761050.4743 | 193324.0957 | 7470 | 831.0137 | 86051.3715 | 0 | 90000 | 107272.7241 | 0.25 | 900 | 0.077165 | 214.8046 | 0.0041438
2017-04-24 14:00 | 17.2 | 398.5 | 664.8583 | 0 | 0 | 23.9996 | 0 | 423.1763 | 20 | 24 | 22.746 | 0 | 0 | 0 | 0 | 20.9201 | 0 | 0 | 0 | 0 | 974426.2978 | 761050.4743 | 205074.8098 | 7470 | 831.0137 | 95826.6713 | 0 | 90000 | 109248.1385 | 0.25 | 900 | 0.07657 | 227.8609 | 0.0043618
2017-04-24 14:15 | 17.275 | 374.25 | 676.4847 | 0 | 0 | 23.9995 | 0 | 492.5408 | 20 | 24 | 24.4551 | 0 | 0 | 0 | 0 | 21.2899 | 0 | 0 | 0 | 0 | 997418.2802 | 765614.8792 | 223502.3873 | 7470 | 831.0137 | 111147.2078 | 0 | 90000 | 112355.1795 | 0.25 | 900 | 0.076302 | 248.336 | 0.0047372
2017-04-24 14:30 | 17.35 | 350 | 676.4847 | 0 | 0 | 23.9994 | 0 | 365.6191 | 20 | 24 | 24.7896 | 0 | 0 | 0 | 0 | 20.5994 | 0 | 0 | 0 | 0 | 962580.324 | 765614.8792 | 188664.4312 | 7470 | 831.0137 | 82130.4842 | 0 | 90000 | 106533.9469 | 0.25 | 900 | 0.076035 | 209.6271 | 0.0039848
2017-04-24 14:45 | 17.425 | 327.75 | 676.4847 | 0 | 0 | 23.9998 | 0 | 343.0464 | 20 | 24 | 23.8906 | 0 | 0 | 0 | 0 | 18.8987 | 0 | 0 | 0 | 0 | 955703.3989 | 765614.8792 | 181787.506 | 7470 | 831.0137 | 76388.4852 | 0 | 90000 | 105399.0208 | 0.25 | 900 | 0.075768 | 201.9861 | 0.003826
2017-04-24 15:00 | 17.5 | 305.5 | 676.4847 | 0 | 0 | 23.9999 | 0 | 327.7334 | 20 | 24 | 22.1537 | 0 | 0 | 0 | 0 | 17.761 | 0 | 0 | 0 | 0 | 951125.7823 | 765614.8792 | 177209.8894 | 7470 | 831.0137 | 72566.7632 | 0 | 90000 | 104643.1262 | 0.25 | 900 | 0.0755 | 196.8999 | 0.0037165
2017-04-24 15:15 | 17.775 | 283.25 | 743.5399 | 0 | 0 | 23.9999 | 0 | 335.3897 | 20 | 24 | 19.9671 | 0 | 0 | 0 | 0 | 17.0373 | 0 | 0 | 0 | 0 | 1021200.066 | 833027.0814 | 179262.5613 | 7470 | 1440.4237 | 74260.3607 | 0 | 90000 | 105002.2006 | 0.25 | 900 | 0.076335 | 199.1806 | 0.0038011
2017-04-24 15:30 | 18.05 | 261 | 743.5399 | 0 | 0 | 24 | 0 | 331.1415 | 20 | 24 | 18.7958 | 0 | 0 | 0 | 0 | 16.7312 | 0 | 0 | 0 | 0 | 1020449.84 | 833027.0814 | 178512.3347 | 7470 | 1440.4237 | 73629.8476 | 0 | 90000 | 104882.4871 | 0.25 | 900 | 0.07717 | 198.347 | 0.0038266
2017-04-24 15:45 | 18.325 | 253.5 | 743.5399 | 0 | 0 | 24 | 0 | 329.9128 | 20 | 24 | 17.8255 | 0 | 0 | 0 | 0 | 16.6472 | 0 | 0 | 0 | 0 | 1020624.089 | 833027.0814 | 178686.584 | 7470 | 1440.4237 | 73771.4251 | 0 | 90000 | 104915.1589 | 0.25 | 900 | 0.078005 | 198.5406 | 0.0038718
2017-04-24 16:00 | 18.6 | 246 | 743.5399 | 0 | 0 | 23.9999 | 0 | 326.5819 | 20 | 24 | 17.0532 | 0 | 0 | 0 | 0 | 16.6892 | 0 | 0 | 0 | 0 | 1020307.363 | 833027.0814 | 178369.8583 | 7470 | 1440.4237 | 73505.9564 | 0 | 90000 | 104863.9019 | 0.25 | 900 | 0.07884 | 198.1887 | 0.0039063
2017-04-24 16:15 | 18.575 | 238.5 | 968.6641 | 0 | 0 | 23.9999 | 0 | 369.8898 | 20 | 24 | 16.2691 | 0 | 0 | 0 | 0 | 16.6747 | 0 | 0 | 0 | 0 | 1254473.872 | 1054199.884 | 189701.5362 | 7470 | 3102.4511 | 82929.8006 | 0 | 90000 | 106771.7356 | 0.25 | 900 | 0.080658 | 210.7795 | 0.0042502
2017-04-24 16:30 | 18.55 | 231 | 968.6641 | 0 | 0 | 23.9999 | 0 | 363.205 | 20 | 24 | 15.8535 | 0 | 0 | 0 | 0 | 16.6835 | 0 | 0 | 0 | 0 | 1252637.897 | 1054199.884 | 187865.5616 | 7470 | 3102.4511 | 81402.197 | 0 | 90000 | 106463.3646 | 0.25 | 900 | 0.082475 | 208.7395 | 0.0043039
2017-04-24 16:45 | 18.525 | 244.75 | 968.6641 | 0 | 0 | 23.9999 | 0 | 356.1884 | 20 | 24 | 15.5196 | 0 | 0 | 0 | 0 | 16.6742 | 0 | 0 | 0 | 0 | 1250739.862 | 1054199.884 | 185967.5264 | 7470 | 3102.4511 | 79823.7353 | 0 | 90000 | 106143.7911 | 0.25 | 900 | 0.084293 | 206.6306 | 0.0043544
2017-04-24 17:00 | 18.5 | 258.5 | 968.6641 | 0 | 0 | 23.9997 | 0 | 347.0043 | 20 | 24 | 15.2682 | 0 | 0 | 0 | 0 | 16.662 | 0 | 0 | 0 | 0 | 1248284.098 | 1054199.884 | 183511.7622 | 7470 | 3102.4511 | 77781.7219 | 0 | 90000 | 105730.0404 | 0.25 | 900 | 0.08611 | 203.902 | 0.0043895
2017-04-24 17:15 | 18.325 | 272.25 | 1303.7902 | 0 | 0 | 23.9976 | 0 | 438.7307 | 20 | 24 | 15.0759 | 0 | 0 | 0 | 0 | 16.578 | 0 | 0 | 0 | 0 | 1549288.285 | 1330183.607 | 207313.4073 | 7470 | 4321.2711 | 97579.8301 | 0 | 90000 | 109733.5773 | 0.25 | 900 | 0.088598 | 230.3482 | 0.0051021
2017-04-24 17:30 | 18.15 | 286 | 1303.7902 | 0 | 0 | 23.9976 | 0 | 451.6284 | 20 | 24 | 14.9271 | 0 | 0 | 0 | 0 | 16.4736 | 0 | 0 | 0 | 0 | 1552480.708 | 1330183.607 | 210505.8306 | 7470 | 4321.2711 | 100242.8919 | 0 | 90000 | 110262.9386 | 0.25 | 900 | 0.091085 | 233.8954 | 0.0053261
2017-04-24 17:45 | 17.975 | 256.25 | 1303.7902 | 0 | 0 | 23.9976 | 0 | 413.8389 | 20 | 24 | 14.8078 | 0 | 0 | 0 | 0 | 16.3716 | 0 | 0 | 0 | 0 | 1542466.76 | 1330183.607 | 200491.8823 | 7470 | 4321.2711 | 91924.1556 | 0 | 90000 | 108567.7267 | 0.25 | 900 | 0.093573 | 222.7688 | 0.0052113
2017-04-24 18:00 | 17.8 | 226.5 | 1303.7902 | 0 | 0 | 23.9976 | 0 | 351.4161 | 20 | 24 | 14.7082 | 0 | 0 | 0 | 0 | 16.2667 | 0 | 0 | 0 | 0 | 1525851.25 | 1330183.607 | 183876.3721 | 7470 | 4321.2711 | 78111.7055 | 0 | 90000 | 105764.6665 | 0.25 | 900 | 0.09606 | 204.3071 | 0.0049064
2017-04-24 18:15 | 17.625 | 196.75 | 1525.0463 | 0 | 0 | 23.9984 | 0 | 392.0792 | 20 | 24 | 14.6242 | 0 | 0 | 0 | 0 | 16.1393 | 0 | 0 | 0 | 0 | 1665925.943 | 1419081.786 | 194638.8466 | 7470 | 44735.3104 | 87079.13 | 0 | 90000 | 107559.7166 | 0.25 | 900 | 0.099088 | 216.2654 | 0.0053573
2017-04-24 18:30 | 17.45 | 167 | 1525.0463 | 0 | 0 | 23.9986 | 0 | 335.3116 | 20 | 24 | 14.5565 | 0 | 0 | 0 | 0 | 16.0128 | 0 | 0 | 0 | 0 | 1650769.352 | 1419081.786 | 179482.2552 | 7470 | 44735.3104 | 74479.7622 | 0 | 90000 | 105002.493 | 0.25 | 900 | 0.10211 | 199.4247 | 0.0050911
2017-04-24 18:45 | 17.275 | 125.25 | 1525.0463 | 0 | 0 | 23.9982 | 0 | 269.8725 | 20 | 24 | 14.5049 | 0 | 0 | 0 | 0 | 15.894 | 0 | 0 | 0 | 0 | 1633116.82 | 1419081.786 | 161829.7232 | 7470 | 44735.3104 | 59799.6194 | 0 | 90000 | 102030.1037 | 0.25 | 900 | 0.10514 | 179.8108 | 0.0047264
2017-04-24 19:00 | 17.1 | 83.5 | 1525.0463 | 0 | 0 | 23.9961 | 0 | 182.8497 | 20 | 24 | 14.4669 | 0 | 0 | 0 | 0 | 15.7774 | 0 | 0 | 0 | 0 | 1609299.229 | 1419081.786 | 138012.1319 | 7470 | 44735.3104 | 39980.2298 | 0 | 90000 | 98031.9021 | 0.25 | 900 | 0.10817 | 153.3468 | 0.0041469
2017-04-24 19:15 | 16.875 | 41.75 | 1515.8774 | 0 | 0 | 23.9998 | 0 | 95.9685 | 20 | 24 | 14.425 | 0 | 0 | 0 | 0 | 15.5423 | 0 | 0 | 0 | 0 | 1558607.107 | 1392175.501 | 113596.7394 | 7470 | 45364.8662 | 19654.0406 | 0 | 90000 | 93942.6988 | 0.25 | 900 | 0.11081 | 126.2186 | 0.0034964
2017-04-24 19:30 | 16.65 | 0 | 1515.8774 | 0 | 0 | 23.9975 | 0 | 13.2565 | 20 | 24 | 14.367 | 0 | 0 | 0 | 0 | 15.2277 | 0 | 0 | 0 | 0 | 1535010.367 | 1392175.501 | 90000 | 7470 | 45364.8662 | 0 | 0 | 90000 | 90000 | 0.25 | 900 | 0.11344 | 100 | 0.002836
2017-04-24 19:45 | 16.425 | 0 | 1515.8774 | 0 | 0 | 23.9517 | 0 | 14.0142 | 20 | 24 | 14.2724 | 0 | 0 | 0 | 0 | 14.8645 | 0 | 0 | 0 | 0 | 1535010.367 | 1392175.501 | 90000 | 7470 | 45364.8662 | 0 | 0 | 90000 | 90000 | 0.25 | 900 | 0.11607 | 100 | 0.0029019
2017-04-24 20:00 | 16.2 | 0 | 1515.8774 | 0 | 0 | 23.8617 | 0 | 14.5179 | 20 | 24 | 14.1574 | 0 | 0 | 0 | 0 | 14.4653 | 0 | 0 | 0 | 0 | 1535010.367 | 1392175.501 | 90000 | 7470 | 45364.8662 | 0 | 0 | 90000 | 90000 | 0.25 | 900 | 0.11871 | 100 | 0.0029677
2017-04-24 20:15 | 16.125 | 0 | 1503.2964 | 0 | 0 | 23.7608 | 0 | 13.7643 | 20 | 24 | 14.0301 | 0 | 0 | 0 | 0 | 14.385 | 0 | 0 | 0 | 0 | 1520429.877 | 1377595.011 | 90000 | 7470 | 45364.8662 | 0 | 0 | 90000 | 90000 | 0.25 | 900 | 0.11765 | 100 | 0.0029413
2017-04-24 20:30 | 16.05 | 0 | 1503.2964 | 0 | 0 | 23.6592 | 0 | 12.8955 | 20 | 24 | 13.9037 | 0 | 0 | 0 | 0 | 14.4461 | 0 | 0 | 0 | 0 | 1520429.877 | 1377595.011 | 90000 | 7470 | 45364.8662 | 0 | 0 | 90000 | 90000 | 0.25 | 900 | 0.1166 | 100 | 0.0029149
2017-04-24 20:45 | 15.975 | 0 | 1503.2964 | 0 | 0 | 23.56 | 0 | 12.7429 | 20 | 24 | 13.7936 | 0 | 0 | 0 | 0 | 14.522 | 0 | 0 | 0 | 0 | 1520429.877 | 1377595.011 | 90000 | 7470 | 45364.8662 | 0 | 0 | 90000 | 90000 | 0.25 | 900 | 0.11554 | 100 | 0.0028884
2017-04-24 21:00 | 15.9 | 0 | 1503.2964 | 0 | 0 | 23.4627 | 0 | 12.5968 | 20 | 24 | 13.6987 | 0 | 0 | 0 | 0 | 14.5848 | 0 | 0 | 0 | 0 | 1791502.591 | 1377595.011 | 99710.3571 | 268832.357 | 45364.8662 | 0 | 0 | 90000 | 99710.3571 | 0.25 | 900 | 0.11448 | 110.7893 | 0.0031708
2017-04-24 21:15 | 15.35 | 0 | 1422.5951 | 0 | 0 | 23.3577 | 0 | 16.261 | 20 | 24 | 13.6067 | 0 | 0 | 0 | 0 | 14.3469 | 0 | 0 | 0 | 0 | 1680795.606 | 1264143.416 | 99710.3571 | 273148.3374 | 43793.4949 | 0 | 0 | 90000 | 99710.3571 | 0.25 | 900 | 0.11249 | 110.7893 | 0.0031157
2017-04-24 21:30 | 14.8 | 0 | 1422.5951 | 0 | 0 | 23.2599 | 0 | 21.2237 | 20 | 24 | 13.5321 | 0 | 0 | 0 | 0 | 14.0205 | 0 | 0 | 0 | 0 | 1685056.017 | 1264143.416 | 99710.3571 | 277408.7488 | 43793.4949 | 0 | 0 | 90000 | 99710.3571 | 0.25 | 900 | 0.11051 | 110.7893 | 0.0030607
2017-04-24 21:45 | 14.25 | 0 | 1422.5951 | 0 | 0 | 23.1291 | 0 | 24.4462 | 20 | 24 | 13.4536 | 0 | 0 | 0 | 0 | 13.6815 | 0 | 0 | 0 | 0 | 1689117.553 | 1264143.416 | 99710.3571 | 281470.2847 | 43793.4949 | 0 | 0 | 90000 | 99710.3571 | 0.25 | 900 | 0.10852 | 110.7893 | 0.0030056
2017-04-24 22:00 | 13.7 | 0 | 1422.5951 | 0 | 0 | 23.0017 | 0 | 28.166 | 20 | 24 | 13.3892 | 0 | 0 | 0 | 0 | 13.3195 | 0 | 0 | 0 | 0 | 1692865.179 | 1264143.416 | 99710.3571 | 285217.911 | 43793.4949 | 0 | 0 | 90000 | 99710.3571 | 0.25 | 900 | 0.10653 | 110.7893 | 0.0029506
2017-04-24 22:15 | 13.575 | 0 | 1194.5375 | 0 | 0 | 22.8555 | 0 | 27.0144 | 20 | 24 | 13.3298 | 0 | 0 | 0 | 0 | 13.1122 | 0 | 0 | 0 | 0 | 1439146.488 | 1009469.001 | 99710.3571 | 288334.2708 | 41632.8593 | 0 | 0 | 90000 | 99710.3571 | 0.25 | 900 | 0.10317 | 110.7893 | 0.0028576
2017-04-24 22:30 | 13.45 | 0 | 1194.5375 | 0 | 0 | 22.709 | 0 | 26.025 | 20 | 24 | 13.263 | 0 | 0 | 0 | 0 | 12.9313 | 0 | 0 | 0 | 0 | 1442092.934 | 1009469.001 | 99710.3571 | 291280.7166 | 41632.8593 | 0 | 0 | 90000 | 99710.3571 | 0.25 | 900 | 0.099815 | 110.7893 | 0.0027646
2017-04-24 22:45 | 13.325 | 0 | 1194.5375 | 0 | 0 | 22.5773 | 0 | 26.3388 | 20 | 24 | 13.1826 | 0 | 0 | 0 | 0 | 12.7183 | 0 | 0 | 0 | 0 | 1444867.882 | 1009469.001 | 99710.3571 | 294055.6643 | 41632.8593 | 0 | 0 | 90000 | 99710.3571 | 0.25 | 900 | 0.096457 | 110.7893 | 0.0026716
2017-04-24 23:00 | 13.2 | 0 | 1194.5375 | 0 | 0 | 22.4602 | 0 | 26.7757 | 20 | 24 | 13.1577 | 0 | 0 | 0 | 0 | 12.4734 | 0 | 0 | 0 | 0 | 1447399.405 | 1009469.001 | 99710.3571 | 296587.1875 | 41632.8593 | 0 | 0 | 90000 | 99710.3571 | 0.25 | 900 | 0.0931 | 110.7893 | 0.0025786
2017-04-24 23:15 | 12.775 | 0 | 1011.2128 | 0 | 0 | 22.3451 | 0 | 31.0009 | 20 | 24 | 14.1212 | 0 | 0 | 0 | 0 | 12.2297 | 0 | 0 | 0 | 0 | 1226102.319 | 787730.259 | 99710.3571 | 298635.4701 | 40026.2329 | 0 | 0 | 90000 | 99710.3571 | 0.25 | 900 | 0.091537 | 110.7893 | 0.0025353
2017-04-24 23:30 | 12.35 | 0 | 1011.2128 | 0 | 0 | 22.1751 | 0 | 32.7688 | 20 | 24 | 14.089 | 0 | 0 | 0 | 0 | 11.97 | 0 | 0 | 0 | 0 | 967019.3969 | 787730.259 | 91345.4035 | 47917.5015 | 40026.2329 | 0 | 0 | 90000 | 91345.4035 | 0.25 | 900 | 0.089975 | 101.4949 | 0.002283
2017-04-24 23:45 | 11.925 | 0 | 1011.2128 | 0 | 0 | 22.0127 | 0 | 35.1153 | 20 | 24 | 13.1703 | 0 | 0 | 0 | 0 | 11.7014 | 0 | 0 | 0 | 0 | 925226.4919 | 787730.259 | 90000 | 7470 | 40026.2329 | 0 | 0 | 90000 | 90000 | 0.25 | 900 | 0.088412 | 100 | 0.0022103
2017-04-25 | 11.5 | 0 | 1011.2128 | 0 | 0 | 21.8818 | 0 | 37.2719 | 20 | 24 | 12.8566 | 0 | 0 | 0 | 0 | 11.4486 | 0 | 0 | 0 | 0 | 925226.4919 | 787730.259 | 90000 | 7470 | 40026.2329 | 0 | 0 | 90000 | 90000 | 0.25 | 900 | 0.088412 | 100 | 0.0022103

## Details_2025-05-09
datetime | Environment:Site Outdoor Air Drybulb Temperature [C](TimeStep) | Environment:Site Direct Solar Radiation Rate per Area [W/m2](TimeStep) | LIVING_UNIT1:Zone Total Internal Total Heating Rate [W](TimeStep) | GARAGE1:Zone Total Internal Total Heating Rate [W](TimeStep) | ATTIC_UNIT1:Zone Total Internal Total Heating Rate [W](TimeStep) | LIVING_UNIT1:Zone Air Temperature [C](TimeStep) | LIVING_UNIT1:Zone Air System Sensible Heating Rate [W](TimeStep) | LIVING_UNIT1:Zone Air System Sensible Cooling Rate [W](TimeStep) | LIVING_UNIT1:Zone Thermostat Heating Setpoint Temperature [C](TimeStep) | LIVING_UNIT1:Zone Thermostat Cooling Setpoint Temperature [C](TimeStep) | GARAGE1:Zone Air Temperature [C](TimeStep) | GARAGE1:Zone Air System Sensible Heating Rate [W](TimeStep) | GARAGE1:Zone Air System Sensible Cooling Rate [W](TimeStep) | GARAGE1:Zone Thermostat Heating Setpoint Temperature [C](TimeStep) | GARAGE1:Zone Thermostat Cooling Setpoint Temperature [C](TimeStep) | ATTIC_UNIT1:Zone Air Temperature [C](TimeStep) | ATTIC_UNIT1:Zone Air System Sensible Heating Rate [W](TimeStep) | ATTIC_UNIT1:Zone Air System Sensible Cooling Rate [W](TimeStep) | ATTIC_UNIT1:Zone Thermostat Heating Setpoint Temperature [C](TimeStep) | ATTIC_UNIT1:Zone Thermostat Cooling Setpoint Temperature [C](TimeStep) | Electricity:Facility [J](TimeStep) | Electricity:Building [J](TimeStep) | Electricity:HVAC [J](TimeStep) | Electricity:Plant [J](TimeStep) | ExteriorLights:Electricity [J](TimeStep) | Cooling:Electricity [J](TimeStep) | Heating:Electricity [J](TimeStep) | Ventilation:Fans:Electricity [J](TimeStep) | Fans:Electricity [J](TimeStep) | dt_hours | dt_seconds | current_price | P_total_W | step_cost_real
2017-05-09 | 18.8 | 0 | 1011.2128 | 0 | 0 | 23.8394 | 8.2857 | 0 | 20 | 24 | 16.5589 | 0 | 0 | 0 | 0 | 18.1262 | 0 | 0 | 0 | 0 | 925226.4919 | 787730.259 | 90000 | 7470 | 40026.2329 | 0 | 0 | 90000 | 0 | 0.25 | 900 | 0.10166 | 0 | 0
2017-05-09 00:15 | 19 | 0 | 873.1528 | 0 | 0 | 23.7505 | 11.2546 | 0 | 20 | 24 | 16.5269 | 0 | 0 | 0 | 0 | 18.2359 | 0 | 0 | 0 | 0 | 750094.3921 | 613262.9701 | 90000 | 7470 | 39361.422 | 0 | 0 | 90000 | 90000 | 0.25 | 900 | 0.098315 | 100 | 0.0024579
2017-05-09 00:30 | 19.2 | 0 | 873.1528 | 0 | 0 | 23.6605 | 13.8016 | 0 | 20 | 24 | 16.5157 | 0 | 0 | 0 | 0 | 18.4012 | 0 | 0 | 0 | 0 | 750094.3921 | 613262.9701 | 90000 | 7470 | 39361.422 | 0 | 0 | 90000 | 90000 | 0.25 | 900 | 0.09497 | 100 | 0.0023743
2017-05-09 00:45 | 19.4 | 0 | 873.1528 | 0 | 0 | 23.6269 | 14.3577 | 0 | 20 | 24 | 16.5567 | 0 | 0 | 0 | 0 | 18.6045 | 0 | 0 | 0 | 0 | 750094.3921 | 613262.9701 | 90000 | 7470 | 39361.422 | 0 | 0 | 90000 | 90000 | 0.25 | 900 | 0.091625 | 100 | 0.0022906
2017-05-09 01:00 | 19.6 | 0 | 873.1528 | 0 | 0 | 23.6202 | 15.4583 | 0 | 20 | 24 | 16.6953 | 0 | 0 | 0 | 0 | 18.8714 | 0 | 0 | 0 | 0 | 750094.3921 | 613262.9701 | 90000 | 7470 | 39361.422 | 0 | 0 | 90000 | 90000 | 0.25 | 900 | 0.08828 | 100 | 0.002207
2017-05-09 01:15 | 19.65 | 0 | 835.0282 | 0 | 0 | 23.5976 | 16.5024 | 0 | 20 | 24 | 16.9171 | 0 | 0 | 0 | 0 | 19.0699 | 0 | 0 | 0 | 0 | 699168.8237 | 562337.4017 | 90000 | 7470 | 39361.422 | 0 | 0 | 90000 | 90000 | 0.25 | 900 | 0.087673 | 100 | 0.0021918
2017-05-09 01:30 | 19.7 | 0 | 835.0282 | 0 | 0 | 23.5542 | 17.8619 | 0 | 20 | 24 | 17.1777 | 0 | 0 | 0 | 0 | 19.2251 | 0 | 0 | 0 | 0 | 699168.8237 | 562337.4017 | 90000 | 7470 | 39361.422 | 0 | 0 | 90000 | 90000 | 0.25 | 900 | 0.087065 | 100 | 0.0021766
2017-05-09 01:45 | 19.75 | 0 | 835.0282 | 0 | 0 | 23.5018 | 18.9907 | 0 | 20 | 24 | 17.4445 | 0 | 0 | 0 | 0 | 19.3597 | 0 | 0 | 0 | 0 | 699168.8237 | 562337.4017 | 90000 | 7470 | 39361.422 | 0 | 0 | 90000 | 90000 | 0.25 | 900 | 0.086457 | 100 | 0.0021614
2017-05-09 02:00 | 19.8 | 0 | 835.0282 | 0 | 0 | 23.45 | 19.8628 | 0 | 20 | 24 | 17.7046 | 0 | 0 | 0 | 0 | 19.478 | 0 | 0 | 0 | 0 | 699168.8237 | 562337.4017 | 90000 | 7470 | 39361.422 | 0 | 0 | 90000 | 90000 | 0.25 | 900 | 0.08585 | 100 | 0.0021463
2017-05-09 02:15 | 19.55 | 0 | 823.4563 | 0 | 0 | 23.4028 | 17.9813 | 0 | 20 | 24 | 17.918 | 0 | 0 | 0 | 0 | 19.3261 | 0 | 0 | 0 | 0 | 682584.7402 | 545753.3182 | 90000 | 7470 | 39361.422 | 0 | 0 | 90000 | 90000 | 0.25 | 900 | 0.086148 | 100 | 0.0021537
2017-05-09 02:30 | 19.3 | 0 | 823.4563 | 0 | 0 | 23.3601 | 16.0642 | 0 | 20 | 24 | 18.0728 | 0 | 0 | 0 | 0 | 19.1093 | 0 | 0 | 0 | 0 | 682584.7402 | 545753.3182 | 90000 | 7470 | 39361.422 | 0 | 0 | 90000 | 90000 | 0.25 | 900 | 0.086445 | 100 | 0.0021611
2017-05-09 02:45 | 19.05 | 0 | 823.4563 | 0 | 0 | 23.3207 | 14.1526 | 0 | 20 | 24 | 18.1725 | 0 | 0 | 0 | 0 | 18.8857 | 0 | 0 | 0 | 0 | 682584.7402 | 545753.3182 | 90000 | 7470 | 39361.422 | 0 | 0 | 90000 | 90000 | 0.25 | 900 | 0.086743 | 100 | 0.0021686
2017-05-09 03:00 | 18.8 | 0 | 823.4563 | 0 | 0 | 23.2821 | 12.295 | 0 | 20 | 24 | 18.2242 | 0 | 0 | 0 | 0 | 18.6471 | 0 | 0 | 0 | 0 | 682584.7402 | 545753.3182 | 90000 | 7470 | 39361.422 | 0 | 0 | 90000 | 90000 | 0.25 | 900 | 0.08704 | 100 | 0.002176
2017-05-09 03:15 | 18.475 | 0 | 814.9909 | 0 | 0 | 23.2335 | 10.148 | 0 | 20 | 24 | 18.2348 | 0 | 0 | 0 | 0 | 18.3688 | 0 | 0 | 0 | 0 | 670195.089 | 533363.667 | 90000 | 7470 | 39361.422 | 0 | 0 | 90000 | 90000 | 0.25 | 900 | 0.088505 | 100 | 0.0022126
2017-05-09 03:30 | 18.15 | 0 | 814.9909 | 0 | 0 | 23.1747 | 8.0896 | 0 | 20 | 24 | 18.2098 | 0 | 0 | 0 | 0 | 18.0748 | 0 | 0 | 0 | 0 | 949983.8426 | 533363.667 | 99710.3571 | 277548.3964 | 39361.422 | 0 | 0 | 90000 | 99710.3571 | 0.25 | 900 | 0.08997 | 110.7893 | 0.0024919
2017-05-09 03:45 | 17.825 | 0 | 814.9909 | 0 | 0 | 23.1103 | 5.9632 | 0 | 20 | 24 | 18.1553 | 0 | 0 | 0 | 0 | 17.7762 | 0 | 0 | 0 | 0 | 956369.6276 | 533363.667 | 99710.3571 | 283934.1814 | 39361.422 | 0 | 0 | 90000 | 99710.3571 | 0.25 | 900 | 0.091435 | 110.7893 | 0.0025325
2017-05-09 04:00 | 17.5 | 0 | 814.9909 | 0 | 0 | 23.0534 | 2.9248 | 0 | 20 | 24 | 18.0888 | 0 | 0 | 0 | 0 | 17.4696 | 0 | 0 | 0 | 0 | 962709.1724 | 533363.667 | 99710.3571 | 290273.7263 | 39361.422 | 0 | 0 | 90000 | 99710.3571 | 0.25 | 900 | 0.0929 | 110.7893 | 0.0025731
2017-05-09 04:15 | 17.225 | 0 | 851.7897 | 0 | 0 | 22.9987 | 0.99781 | 0 | 20 | 24 | 17.9963 | 0 | 0 | 0 | 0 | 17.2014 | 0 | 0 | 0 | 0 | 1003008.531 | 566989.6412 | 99710.3571 | 296060.6963 | 40247.8366 | 0 | 0 | 90000 | 99710.3571 | 0.25 | 900 | 0.091758 | 110.7893 | 0.0025414
2017-05-09 04:30 | 16.95 | 0 | 851.7897 | 0 | 0 | 22.9137 | 0.59898 | 0 | 20 | 24 | 17.8464 | 0 | 0 | 0 | 0 | 16.9077 | 0 | 0 | 0 | 0 | 1008344.248 | 566989.6412 | 99710.3571 | 301396.4135 | 40247.8366 | 0 | 0 | 90000 | 99710.3571 | 0.25 | 900 | 0.090615 | 110.7893 | 0.0025098
2017-05-09 04:45 | 16.675 | 0 | 851.7897 | 0 | 0 | 22.8371 | 0 | 2.0207 | 20 | 24 | 17.6219 | 0 | 0 | 0 | 0 | 16.5709 | 0 | 0 | 0 | 0 | 1013455.601 | 566989.6412 | 99710.3571 | 306507.766 | 40247.8366 | 0 | 0 | 90000 | 99710.3571 | 0.25 | 900 | 0.089472 | 110.7893 | 0.0024781
2017-05-09 05:00 | 16.4 | 0 | 851.7897 | 0 | 0 | 22.7471 | 0 | 3.5193 | 20 | 24 | 17.931 | 0 | 0 | 0 | 0 | 16.2694 | 0 | 0 | 0 | 0 | 1018306.83 | 566989.6412 | 99710.3571 | 311358.9955 | 40247.8366 | 0 | 0 | 90000 | 99710.3571 | 0.25 | 900 | 0.08833 | 110.7893 | 0.0024465
2017-05-09 05:15 | 16.25 | 10.5 | 975.6044 | 0 | 0 | 22.7358 | 0 | 6.0795 | 20 | 24 | 18.2282 | 0 | 0 | 0 | 0 | 16.0732 | 0 | 0 | 0 | 0 | 954074.7431 | 696064.4026 | 93649.4256 | 122672.6546 | 41688.2603 | 0 | 0 | 90000 | 93649.4256 | 0.25 | 900 | 0.10146 | 104.0549 | 0.0026395
2017-05-09 05:30 | 16.1 | 14 | 975.6044 | 0 | 0 | 22.7349 | 0 | 7.4421 | 20 | 24 | 17.6029 | 0 | 0 | 0 | 0 | 15.9064 | 0 | 0 | 0 | 0 | 835222.6629 | 696064.4026 | 90000 | 7470 | 41688.2603 | 0 | 0 | 90000 | 90000 | 0.25 | 900 | 0.1146 | 100 | 0.002865
2017-05-09 05:45 | 15.95 | 13.5 | 975.6044 | 0 | 0 | 22.7389 | 0 | 8.8451 | 20 | 24 | 17.1152 | 0 | 0 | 0 | 0 | 15.764 | 0 | 0 | 0 | 0 | 835222.6629 | 696064.4026 | 90000 | 7470 | 41688.2603 | 0 | 0 | 90000 | 90000 | 0.25 | 900 | 0.12773 | 100 | 0.0031934
2017-05-09 06:00 | 15.8 | 13 | 975.6044 | 0 | 0 | 22.7447 | 0 | 10.2495 | 20 | 24 | 16.7807 | 0 | 0 | 0 | 0 | 15.6357 | 0 | 0 | 0 | 0 | 835222.6629 | 696064.4026 | 90000 | 7470 | 41688.2603 | 0 | 0 | 90000 | 90000 | 0.25 | 900 | 0.14087 | 100 | 0.0035218
2017-05-09 06:15 | 16.175 | 12.5 | 1081.4965 | 0 | 0 | 22.7602 | 0 | 7.3705 | 20 | 24 | 16.5408 | 0 | 0 | 0 | 0 | 15.7886 | 0 | 0 | 0 | 0 | 933136.2423 | 832563.7912 | 90000 | 7470 | 3102.4511 | 0 | 0 | 90000 | 90000 | 0.25 | 900 | 0.1359 | 100 | 0.0033976
2017-05-09 06:30 | 16.55 | 12 | 1081.4965 | 0 | 0 | 22.7804 | 0 | 4.4537 | 20 | 24 | 16.3851 | 0 | 0 | 0 | 0 | 16.0726 | 0 | 0 | 0 | 0 | 933136.2423 | 832563.7912 | 90000 | 7470 | 3102.4511 | 0 | 0 | 90000 | 90000 | 0.25 | 900 | 0.13093 | 100 | 0.0032734
2017-05-09 06:45 | 16.925 | 14 | 1081.4965 | 0 | 0 | 22.8013 | 0 | 1.1995 | 20 | 24 | 16.3025 | 0 | 0 | 0 | 0 | 16.3724 | 0 | 0 | 0 | 0 | 933136.2423 | 832563.7912 | 90000 | 7470 | 3102.4511 | 0 | 0 | 90000 | 90000 | 0.25 | 900 | 0.12597 | 100 | 0.0031492
2017-05-09 07:00 | 17.3 | 16 | 1081.4965 | 0 | 0 | 22.8337 | 1.6188 | 0 | 20 | 24 | 16.2404 | 0 | 0 | 0 | 0 | 16.6855 | 0 | 0 | 0 | 0 | 933136.2423 | 832563.7912 | 90000 | 7470 | 3102.4511 | 0 | 0 | 90000 | 90000 | 0.25 | 900 | 0.121 | 100 | 0.003025
2017-05-09 07:15 | 17.3 | 18 | 1087.3373 | 0 | 0 | 22.8624 | 1.362 | 0 | 20 | 24 | 16.186 | 0 | 0 | 0 | 0 | 16.7327 | 0 | 0 | 0 | 0 | 1017396.145 | 917156.0991 | 90000 | 7470 | 2770.0456 | 0 | 0 | 90000 | 90000 | 0.25 | 900 | 0.1159 | 100 | 0.0028976
2017-05-09 07:30 | 17.3 | 20 | 1087.3373 | 0 | 0 | 22.9005 | 0.56373 | 0 | 20 | 24 | 16.1425 | 0 | 0 | 0 | 0 | 16.728 | 0 | 0 | 0 | 0 | 1017396.145 | 917156.0991 | 90000 | 7470 | 2770.0456 | 0 | 0 | 90000 | 90000 | 0.25 | 900 | 0.11081 | 100 | 0.0027701
2017-05-09 07:45 | 17.3 | 25.5 | 1087.3373 | 0 | 0 | 23.0024 | 0 | 1.989 | 20 | 24 | 16.2384 | 0 | 0 | 0 | 0 | 16.9186 | 0 | 0 | 0 | 0 | 1017396.145 | 917156.0991 | 90000 | 7470 | 2770.0456 | 0 | 0 | 90000 | 90000 | 0.25 | 900 | 0.10571 | 100 | 0.0026427
2017-05-09 08:00 | 17.3 | 31 | 1087.3373 | 0 | 0 | 23.1163 | 0 | 2.3103 | 20 | 24 | 16.5718 | 0 | 0 | 0 | 0 | 17.3664 | 0 | 0 | 0 | 0 | 1017396.145 | 917156.0991 | 90000 | 7470 | 2770.0456 | 0 | 0 | 90000 | 90000 | 0.25 | 900 | 0.10061 | 100 | 0.0025153
2017-05-09 08:15 | 17.325 | 36.5 | 784.8634 | 0 | 0 | 23.179 | 0 | 1.4621 | 20 | 24 | 17.1727 | 0 | 0 | 0 | 0 | 17.6127 | 0 | 0 | 0 | 0 | 900849.1393 | 802160.3193 | 90000 | 7470 | 1218.8201 | 0 | 0 | 90000 | 90000 | 0.25 | 900 | 0.09428 | 100 | 0.002357
2017-05-09 08:30 | 17.35 | 42 | 784.8634 | 0 | 0 | 23.2118 | 0 | 1.147 | 20 | 24 | 17.7646 | 0 | 0 | 0 | 0 | 18.085 | 0 | 0 | 0 | 0 | 900849.1393 | 802160.3193 | 90000 | 7470 | 1218.8201 | 0 | 0 | 90000 | 90000 | 0.25 | 900 | 0.08795 | 100 | 0.0021988
2017-05-09 08:45 | 17.375 | 66 | 784.8634 | 0 | 0 | 23.2784 | 0 | 1.9359 | 20 | 24 | 18.5962 | 0 | 0 | 0 | 0 | 18.4093 | 0 | 0 | 0 | 0 | 900849.1393 | 802160.3193 | 90000 | 7470 | 1218.8201 | 0 | 0 | 90000 | 90000 | 0.25 | 900 | 0.08162 | 100 | 0.0020405
2017-05-09 09:00 | 17.4 | 90 | 784.8634 | 0 | 0 | 23.3827 | 0 | 3.0413 | 20 | 24 | 19.3906 | 0 | 0 | 0 | 0 | 18.7252 | 0 | 0 | 0 | 0 | 900849.1393 | 802160.3193 | 90000 | 7470 | 1218.8201 | 0 | 0 | 90000 | 90000 | 0.25 | 900 | 0.07529 | 100 | 0.0018823
2017-05-09 09:15 | 17.6 | 114 | 659.069 | 0 | 0 | 23.5018 | 0 | 2.4824 | 20 | 24 | 20.2036 | 0 | 0 | 0 | 0 | 19.1429 | 0 | 0 | 0 | 0 | 853821.0494 | 755520.0357 | 90000 | 7470 | 831.0137 | 0 | 0 | 90000 | 90000 | 0.25 | 900 | 0.0668 | 100 | 0.00167
2017-05-09 09:30 | 17.8 | 138 | 659.069 | 0 | 0 | 23.6494 | 0 | 2.4155 | 20 | 24 | 21.053 | 0 | 0 | 0 | 0 | 19.5727 | 0 | 0 | 0 | 0 | 853821.0494 | 755520.0357 | 90000 | 7470 | 831.0137 | 0 | 0 | 90000 | 90000 | 0.25 | 900 | 0.05831 | 100 | 0.0014578
2017-05-09 09:45 | 18 | 181 | 659.069 | 0 | 0 | 23.7959 | 0 | 1.6937 | 20 | 24 | 21.81 | 0 | 0 | 0 | 0 | 20.0258 | 0 | 0 | 0 | 0 | 853821.0494 | 755520.0357 | 90000 | 7470 | 831.0137 | 0 | 0 | 90000 | 90000 | 0.25 | 900 | 0.04982 | 100 | 0.0012455
2017-05-09 10:00 | 18.2 | 224 | 659.069 | 0 | 0 | 23.9852 | 0 | 125.8421 | 20 | 24 | 22.9183 | 0 | 0 | 0 | 0 | 20.4926 | 0 | 0 | 0 | 0 | 897325.8941 | 755520.0357 | 133504.8447 | 7470 | 831.0137 | 36463.884 | 0 | 90000 | 97040.9607 | 0.25 | 900 | 0.04133 | 148.3387 | 0.0015327
2017-05-09 10:15 | 18.7 | 267 | 660.4469 | 0 | 0 | 23.9995 | 0 | 334.0816 | 20 | 24 | 24.0666 | 0 | 0 | 0 | 0 | 21.5265 | 0 | 0 | 0 | 0 | 987560.4623 | 771370.9002 | 207888.5484 | 7470 | 831.0137 | 98807.5206 | 0 | 90000 | 109081.0279 | 0.25 | 900 | 0.031053 | 230.9873 | 0.0017932
2017-05-09 10:30 | 19.2 | 310 | 660.4469 | 0 | 0 | 23.9993 | 0 | 367.3744 | 20 | 24 | 24.5639 | 0 | 0 | 0 | 0 | 21.7858 | 0 | 0 | 0 | 0 | 1000257.673 | 771370.9002 | 220585.7592 | 7470 | 831.0137 | 109443.8748 | 0 | 90000 | 111141.8844 | 0.25 | 900 | 0.020775 | 245.0953 | 0.001273
2017-05-09 10:45 | 19.7 | 370.75 | 660.4469 | 0 | 0 | 23.9993 | 0 | 486.5625 | 20 | 24 | 24.2714 | 0 | 0 | 0 | 0 | 20.8842 | 0 | 0 | 0 | 0 | 1040844.113 | 771370.9002 | 261172.1991 | 7470 | 831.0137 | 143439.6339 | 0 | 90000 | 117732.5653 | 0.25 | 900 | 0.010497 | 290.1913 | 0.00076157
2017-05-09 11:00 | 20.2 | 431.5 | 660.4469 | 0 | 0 | 23.9994 | 0 | 608.7205 | 20 | 24 | 23.2293 | 0 | 0 | 0 | 0 | 20.2463 | 0 | 0 | 0 | 0 | 1081257.054 | 771370.9002 | 301585.1401 | 7470 | 831.0137 | 177277.0771 | 0 | 90000 | 124308.063 | 0.25 | 900 | 0.00022 | 335.0946 | 1.843e-05
2017-05-09 11:15 | 20.35 | 492.25 | 667.2072 | 0 | 0 | 23.9996 | 0 | 710.8172 | 20 | 24 | 22.1507 | 0 | 0 | 0 | 0 | 19.8241 | 0 | 0 | 0 | 0 | 1126623.924 | 784741.6695 | 333581.2408 | 7470 | 831.0137 | 204055.0095 | 0 | 90000 | 129526.2313 | 0.25 | 900 | 7.25e-05 | 370.6458 | 6.718e-06
2017-05-09 11:30 | 20.5 | 553 | 667.2072 | 0 | 0 | 23.9995 | 0 | 803.2272 | 20 | 24 | 21.2381 | 0 | 0 | 0 | 0 | 19.6449 | 0 | 0 | 0 | 0 | 1155290.285 | 784741.6695 | 362247.6016 | 7470 | 831.0137 | 228041.8599 | 0 | 90000 | 134205.7418 | 0.25 | 900 | -7.5e-05 | 402.4973 | -7.5468e-06
2017-05-09 11:45 | 20.65 | 592 | 667.2072 | 0 | 0 | 23.9993 | 0 | 868.8469 | 20 | 24 | 20.493 | 0 | 0 | 0 | 0 | 19.6591 | 0 | 0 | 0 | 0 | 1175201.074 | 784741.6695 | 382158.3908 | 7470 | 831.0137 | 244691.742 | 0 | 90000 | 137466.6488 | 0.25 | 900 | -0.0002225 | 424.6204 | -2.362e-05
2017-05-09 12:00 | 20.8 | 631 | 667.2072 | 0 | 0 | 23.9992 | 0 | 913.8743 | 20 | 24 | 19.7101 | 0 | 0 | 0 | 0 | 19.7689 | 0 | 0 | 0 | 0 | 1187810.938 | 784741.6695 | 394768.2544 | 7470 | 831.0137 | 255209.2782 | 0 | 90000 | 139558.9763 | 0.25 | 900 | -0.00037 | 438.6314 | -4.0573e-05
2017-05-09 12:15 | 20.875 | 670 | 667.3073 | 0 | 0 | 23.9988 | 0 | 944.8873 | 20 | 24 | 19.3087 | 0 | 0 | 0 | 0 | 19.8606 | 0 | 0 | 0 | 0 | 1185820.226 | 774510.3167 | 403008.8952 | 7470 | 831.0137 | 262074.0791 | 0 | 90000 | 140934.8161 | 0.25 | 900 | -0.0002825 | 447.7877 | -3.1625e-05
2017-05-09 12:30 | 20.95 | 709 | 667.3073 | 0 | 0 | 23.9981 | 0 | 971.9268 | 20 | 24 | 19.0473 | 0 | 0 | 0 | 0 | 19.956 | 0 | 0 | 0 | 0 | 1192801.581 | 774510.3167 | 409990.2508 | 7470 | 831.0137 | 267883.0426 | 0 | 90000 | 142107.2082 | 0.25 | 900 | -0.000195 | 455.5447 | -2.2208e-05
2017-05-09 12:45 | 21.025 | 697 | 667.3073 | 0 | 0 | 23.998 | 0 | 999.0711 | 20 | 24 | 18.8487 | 0 | 0 | 0 | 0 | 20.0549 | 0 | 0 | 0 | 0 | 1200251.909 | 774510.3167 | 417440.5786 | 7470 | 831.0137 | 274094.3239 | 0 | 90000 | 143346.2548 | 0.25 | 900 | -0.0001075 | 463.8229 | -1.2465e-05
2017-05-09 13:00 | 21.1 | 685 | 667.3073 | 0 | 0 | 23.9978 | 0 | 1038.9176 | 20 | 24 | 18.7106 | 0 | 0 | 0 | 0 | 20.1514 | 0 | 0 | 0 | 0 | 1210950.122 | 774510.3167 | 428138.7918 | 7470 | 831.0137 | 283010.0628 | 0 | 90000 | 145128.7291 | 0.25 | 900 | -2e-05 | 475.7098 | -2.3785e-06
2017-05-09 13:15 | 21.15 | 673 | 664.8583 | 0 | 0 | 23.9964 | 0 | 1085.4642 | 20 | 24 | 18.6259 | 0 | 0 | 0 | 0 | 20.2548 | 0 | 0 | 0 | 0 | 1210288.768 | 761050.4743 | 440937.2804 | 7470 | 831.0137 | 293701.5267 | 0 | 90000 | 147235.7536 | 0.25 | 900 | -1.75e-05 | 489.9303 | -2.1434e-06
2017-05-09 13:30 | 21.2 | 661 | 664.8583 | 0 | 0 | 23.9947 | 0 | 1130.3321 | 20 | 24 | 18.5725 | 0 | 0 | 0 | 0 | 20.3465 | 0 | 0 | 0 | 0 | 1505468.387 | 761050.4743 | 462738.0975 | 280848.8011 | 831.0137 | 303802.0803 | 0 | 90000 | 158936.0172 | 0.25 | 900 | -1.5e-05 | 514.1534 | -1.9281e-06
2017-05-09 13:45 | 21.25 | 640.75 | 664.8583 | 0 | 0 | 23.9947 | 0 | 1167.8189 | 20 | 24 | 18.5327 | 0 | 0 | 0 | 0 | 20.4253 | 0 | 0 | 0 | 0 | 1521358.836 | 761050.4743 | 472341.3652 | 287135.9832 | 831.0137 | 311818.5523 | 0 | 90000 | 160522.8129 | 0.25 | 900 | -1.25e-05 | 524.8237 | -1.6401e-06
2017-05-09 14:00 | 21.3 | 620.5 | 664.8583 | 0 | 0 | 23.9945 | 0 | 1204.9367 | 20 | 24 | 18.4989 | 0 | 0 | 0 | 0 | 20.4966 | 0 | 0 | 0 | 0 | 1536986.559 | 761050.4743 | 481748.9524 | 293356.1189 | 831.0137 | 319670.6583 | 0 | 90000 | 162078.2942 | 0.25 | 900 | -1e-05 | 535.2766 | -1.3382e-06
2017-05-09 14:15 | 21.375 | 600.25 | 676.4847 | 0 | 0 | 23.9983 | 0 | 1245.6449 | 20 | 24 | 18.4626 | 0 | 0 | 0 | 0 | 20.56 | 0 | 0 | 0 | 0 | 1557804.194 | 765614.8792 | 492065.1769 | 299293.1243 | 831.0137 | 328297.9188 | 0 | 90000 | 163767.2582 | 0.25 | 900 | 7.5e-06 | 546.7391 | 1.0251e-06
2017-05-09 14:30 | 21.45 | 580 | 676.4847 | 0 | 0 | 23.9987 | 0 | 1293.8143 | 20 | 24 | 18.4221 | 0 | 0 | 0 | 0 | 20.6199 | 0 | 0 | 0 | 0 | 1575775.962 | 765614.8792 | 504496.4024 | 304833.6667 | 831.0137 | 338693.3447 | 0 | 90000 | 165803.0577 | 0.25 | 900 | 2.5e-05 | 560.5516 | 3.5034e-06
2017-05-09 14:45 | 21.525 | 558.75 | 676.4847 | 0 | 0 | 23.997 | 0 | 1314.8595 | 20 | 24 | 18.3789 | 0 | 0 | 0 | 0 | 20.6787 | 0 | 0 | 0 | 0 | 1585362.048 | 765614.8792 | 508811.5362 | 310104.6192 | 831.0137 | 342293.0316 | 0 | 90000 | 166518.5046 | 0.25 | 900 | 4.25e-05 | 565.3462 | 6.0068e-06
2017-05-09 15:00 | 21.6 | 537.5 | 676.4847 | 0 | 0 | 23.9974 | 0 | 1311.1815 | 20 | 24 | 18.3333 | 0 | 0 | 0 | 0 | 20.7378 | 0 | 0 | 0 | 0 | 1587434.983 | 765614.8792 | 505799.6907 | 315189.3991 | 831.0137 | 339760.0448 | 0 | 90000 | 166039.6459 | 0.25 | 900 | 6e-05 | 561.9997 | 8.43e-06
2017-05-09 15:15 | 21.65 | 516.25 | 743.5399 | 0 | 0 | 23.9981 | 0 | 1325.9023 | 20 | 24 | 19.5741 | 0 | 0 | 0 | 0 | 20.6997 | 0 | 0 | 0 | 0 | 1577875.507 | 833027.0814 | 504731.7875 | 238676.2144 | 1440.4237 | 340914.6913 | 0 | 90000 | 163817.0963 | 0.25 | 900 | 0.010162 | 560.8131 | 0.0014248
2017-05-09 15:30 | 21.7 | 495 | 743.5399 | 0 | 0 | 23.9971 | 0 | 1325.8307 | 20 | 24 | 19.6814 | 0 | 0 | 0 | 0 | 20.6489 | 0 | 0 | 0 | 0 | 1338424.613 | 833027.0814 | 496487.1076 | 7470 | 1440.4237 | 340043.8329 | 0 | 90000 | 156443.2747 | 0.25 | 900 | 0.020265 | 551.6523 | 0.0027948
2017-05-09 15:45 | 21.75 | 456.75 | 743.5399 | 0 | 0 | 23.9982 | 0 | 1291.3498 | 20 | 24 | 19.1289 | 0 | 0 | 0 | 0 | 20.5898 | 0 | 0 | 0 | 0 | 1327595.703 | 833027.0814 | 485658.1978 | 7470 | 1440.4237 | 330984.4287 | 0 | 90000 | 154673.7691 | 0.25 | 900 | 0.030367 | 539.6202 | 0.0040967
2017-05-09 16:00 | 21.8 | 418.5 | 743.5399 | 0 | 0 | 23.9977 | 0 | 1244.6062 | 20 | 24 | 18.7375 | 0 | 0 | 0 | 0 | 20.5145 | 0 | 0 | 0 | 0 | 1313879.769 | 833027.0814 | 471942.264 | 7470 | 1440.4237 | 319521.7872 | 0 | 90000 | 152420.4768 | 0.25 | 900 | 0.04047 | 524.3803 | 0.0053054
2017-05-09 16:15 | 21.9 | 380.25 | 968.6641 | 0 | 0 | 23.9966 | 0 | 1255.0933 | 20 | 24 | 18.4667 | 0 | 0 | 0 | 0 | 20.4921 | 0 | 0 | 0 | 0 | 1539568.174 | 1054199.884 | 474795.8388 | 7470 | 3102.4511 | 321948.3069 | 0 | 90000 | 152847.5318 | 0.25 | 900 | 0.04579 | 527.5509 | 0.0060391
2017-05-09 16:30 | 22 | 342 | 968.6641 | 0 | 0 | 23.9968 | 0 | 1207.6403 | 20 | 24 | 18.3134 | 0 | 0 | 0 | 0 | 20.4771 | 0 | 0 | 0 | 0 | 1526396.884 | 1054199.884 | 461624.5482 | 7470 | 3102.4511 | 310978.3259 | 0 | 90000 | 150646.2224 | 0.25 | 900 | 0.05111 | 512.9162 | 0.0065538
2017-05-09 16:45 | 22.1 | 294.25 | 968.6641 | 0 | 0 | 23.9974 | 0 | 1110.6461 | 20 | 24 | 18.24 | 0 | 0 | 0 | 0 | 20.4318 | 0 | 0 | 0 | 0 | 1498980.481 | 1054199.884 | 434208.1451 | 7470 | 3102.4511 | 288083.242 | 0 | 90000 | 146124.9031 | 0.25 | 900 | 0.05643 | 482.4535 | 0.0068062
2017-05-09 17:00 | 22.2 | 246.5 | 968.6641 | 0 | 0 | 23.9978 | 0 | 1014.8428 | 20 | 24 | 18.1996 | 0 | 0 | 0 | 0 | 20.3882 | 0 | 0 | 0 | 0 | 1471908.329 | 1054199.884 | 407135.9932 | 7470 | 3102.4511 | 265474.8387 | 0 | 90000 | 141661.1546 | 0.25 | 900 | 0.06175 | 452.3733 | 0.0069835
2017-05-09 17:15 | 22.15 | 198.75 | 1303.7902 | 0 | 0 | 23.9962 | 0 | 1026.1979 | 20 | 24 | 18.1761 | 0 | 0 | 0 | 0 | 20.5434 | 0 | 0 | 0 | 0 | 1752372.321 | 1330183.607 | 410397.4435 | 7470 | 4321.2711 | 268186.8011 | 0 | 90000 | 142210.6424 | 0.25 | 900 | 0.060198 | 455.9972 | 0.0068625
2017-05-09 17:30 | 22.1 | 151 | 1303.7902 | 0 | 0 | 23.9975 | 0 | 920.8226 | 20 | 24 | 18.158 | 0 | 0 | 0 | 0 | 20.6997 | 0 | 0 | 0 | 0 | 1722324.645 | 1330183.607 | 380349.7675 | 7470 | 4321.2711 | 243034.0676 | 0 | 90000 | 137315.6999 | 0.25 | 900 | 0.058645 | 422.6109 | 0.006196
2017-05-09 17:45 | 22.05 | 128.25 | 1303.7902 | 0 | 0 | 23.9966 | 0 | 833.0067 | 20 | 24 | 18.1467 | 0 | 0 | 0 | 0 | 20.8093 | 0 | 0 | 0 | 0 | 1697480.702 | 1330183.607 | 355505.8245 | 7470 | 4321.2711 | 222245.0944 | 0 | 90000 | 133260.7301 | 0.25 | 900 | 0.057092 | 395.0065 | 0.005638
2017-05-09 18:00 | 22 | 105.5 | 1303.7902 | 0 | 0 | 23.9956 | 0 | 739.2918 | 20 | 24 | 18.1387 | 0 | 0 | 0 | 0 | 20.8488 | 0 | 0 | 0 | 0 | 1670570.047 | 1330183.607 | 328595.1697 | 7470 | 4321.2711 | 199727.081 | 0 | 90000 | 128868.0887 | 0.25 | 900 | 0.05554 | 365.1057 | 0.0050695
2017-05-09 18:15 | 21.7 | 82.75 | 1525.0463 | 0 | 0 | 23.996 | 0 | 752.7435 | 20 | 24 | 18.1065 | 0 | 0 | 0 | 0 | 20.6453 | 0 | 0 | 0 | 0 | 1803528.049 | 1419081.786 | 332240.9527 | 7470 | 44735.3104 | 202696.237 | 0 | 90000 | 129544.7158 | 0.25 | 900 | 0.061655 | 369.1566 | 0.0056901
2017-05-09 18:30 | 21.4 | 60 | 1525.0463 | 0 | 0 | 23.9959 | 0 | 669.0578 | 20 | 24 | 18.0461 | 0 | 0 | 0 | 0 | 20.3894 | 0 | 0 | 0 | 0 | 1777924.168 | 1419081.786 | 306637.0711 | 7470 | 44735.3104 | 181201.8796 | 0 | 90000 | 125435.1915 | 0.25 | 900 | 0.06777 | 340.7079 | 0.0057724
2017-05-09 18:45 | 21.1 | 52 | 1525.0463 | 0 | 0 | 23.9961 | 0 | 594.4173 | 20 | 24 | 17.9637 | 0 | 0 | 0 | 0 | 20.1143 | 0 | 0 | 0 | 0 | 1754890.317 | 1419081.786 | 283603.2208 | 7470 | 44735.3104 | 161879.0187 | 0 | 90000 | 121724.2021 | 0.25 | 900 | 0.073885 | 315.1147 | 0.0058206
2017-05-09 19:00 | 20.8 | 44 | 1525.0463 | 0 | 0 | 23.9966 | 0 | 525.6677 | 20 | 24 | 17.8696 | 0 | 0 | 0 | 0 | 19.8286 | 0 | 0 | 0 | 0 | 1733949.892 | 1419081.786 | 262662.7949 | 7470 | 44735.3104 | 144392.9794 | 0 | 90000 | 118269.8154 | 0.25 | 900 | 0.08 | 291.8475 | 0.005837
2017-05-09 19:15 | 20.5 | 36 | 1515.8774 | 0 | 0 | 23.9993 | 0 | 471.6629 | 20 | 24 | 17.7845 | 0 | 0 | 0 | 0 | 19.5067 | 0 | 0 | 0 | 0 | 1691122.746 | 1392175.501 | 246112.3789 | 7470 | 45364.8662 | 130578.9405 | 0 | 90000 | 115533.4385 | 0.25 | 900 | 0.088572 | 273.4582 | 0.0060552
2017-05-09 19:30 | 20.2 | 28 | 1515.8774 | 0 | 0 | 23.9995 | 0 | 405.98 | 20 | 24 | 17.6855 | 0 | 0 | 0 | 0 | 19.1936 | 0 | 0 | 0 | 0 | 1670337.033 | 1392175.501 | 225326.6654 | 7470 | 45364.8662 | 113209.1428 | 0 | 90000 | 112117.5226 | 0.25 | 900 | 0.097145 | 250.363 | 0.0060804
2017-05-09 19:45 | 19.9 | 21 | 1515.8774 | 0 | 0 | 23.9997 | 0 | 352.3622 | 20 | 24 | 17.6048 | 0 | 0 | 0 | 0 | 18.8751 | 0 | 0 | 0 | 0 | 1653297.563 | 1392175.501 | 208287.1958 | 7470 | 45364.8662 | 98972.0839 | 0 | 90000 | 109315.1119 | 0.25 | 900 | 0.10572 | 231.4302 | 0.0061166
2017-05-09 20:00 | 19.6 | 14 | 1515.8774 | 0 | 0 | 23.9998 | 0 | 303.8074 | 20 | 24 | 17.5359 | 0 | 0 | 0 | 0 | 18.5572 | 0 | 0 | 0 | 0 | 1637670.347 | 1392175.501 | 192659.9795 | 7470 | 45364.8662 | 85913.0914 | 0 | 90000 | 106746.8882 | 0.25 | 900 | 0.11429 | 214.0666 | 0.0061164
2017-05-09 20:15 | 19.475 | 0 | 1503.2964 | 0 | 0 | 23.9989 | 0 | 250.6752 | 20 | 24 | 17.4761 | 0 | 0 | 0 | 0 | 18.3548 | 0 | 0 | 0 | 0 | 1606263.653 | 1377595.011 | 175833.7756 | 7470 | 45364.8662 | 71844.6277 | 0 | 90000 | 103989.1478 | 0.25 | 900 | 0.11634 | 195.3709 | 0.0056825
2017-05-09 20:30 | 19.35 | 0 | 1503.2964 | 0 | 0 | 23.999 | 0 | 209.8815 | 20 | 24 | 17.4144 | 0 | 0 | 0 | 0 | 18.1771 | 0 | 0 | 0 | 0 | 1593004.768 | 1377595.011 | 162574.8913 | 7470 | 45364.8662 | 60754.8059 | 0 | 90000 | 101820.0854 | 0.25 | 900 | 0.1184 | 180.6388 | 0.0053467
2017-05-09 20:45 | 19.225 | 0 | 1503.2964 | 0 | 0 | 23.9989 | 0 | 180.5787 | 20 | 24 | 17.3446 | 0 | 0 | 0 | 0 | 17.9813 | 0 | 0 | 0 | 0 | 1583431.934 | 1377595.011 | 153002.0571 | 7470 | 45364.8662 | 52749.6762 | 0 | 90000 | 100252.3809 | 0.25 | 900 | 0.12045 | 170.0023 | 0.0051191
2017-05-09 21:00 | 19.1 | 0 | 1503.2964 | 0 | 0 | 23.999 | 0 | 157.6468 | 20 | 24 | 17.2659 | 0 | 0 | 0 | 0 | 17.7675 | 0 | 0 | 0 | 0 | 1575786.053 | 1377595.011 | 145356.1763 | 7470 | 45364.8662 | 46354.6146 | 0 | 90000 | 99001.5617 | 0.25 | 900 | 0.1225 | 161.5069 | 0.0049461
2017-05-09 21:15 | 18.775 | 0 | 1422.5951 | 0 | 0 | 23.9977 | 0 | 131.8822 | 20 | 24 | 17.1839 | 0 | 0 | 0 | 0 | 17.5076 | 0 | 0 | 0 | 0 | 1451466.386 | 1264143.416 | 136059.4752 | 7470 | 43793.4949 | 38574.4855 | 0 | 90000 | 97484.9897 | 0.25 | 900 | 0.11807 | 151.1772 | 0.0044626
2017-05-09 21:30 | 18.45 | 0 | 1422.5951 | 0 | 0 | 23.9975 | 0 | 103.6504 | 20 | 24 | 17.1131 | 0 | 0 | 0 | 0 | 17.2619 | 0 | 0 | 0 | 0 | 1441219.5 | 1264143.416 | 125812.5889 | 7470 | 43793.4949 | 29997.0007 | 0 | 90000 | 95815.5882 | 0.25 | 900 | 0.11365 | 139.7918 | 0.0039718
2017-05-09 21:45 | 18.125 | 0 | 1422.5951 | 0 | 0 | 23.9963 | 0 | 79.721 | 20 | 24 | 17.0631 | 0 | 0 | 0 | 0 | 17.0571 | 0 | 0 | 0 | 0 | 1432357.712 | 1264143.416 | 116950.801 | 7470 | 43793.4949 | 22578.0882 | 0 | 90000 | 94372.7128 | 0.25 | 900 | 0.10923 | 129.9453 | 0.0035483
2017-05-09 22:00 | 17.8 | 0 | 1422.5951 | 0 | 0 | 23.9962 | 0 | 51.152 | 20 | 24 | 17.0326 | 0 | 0 | 0 | 0 | 16.8875 | 0 | 0 | 0 | 0 | 1421755.418 | 1264143.416 | 106348.5068 | 7470 | 43793.4949 | 13698.6234 | 0 | 90000 | 92649.8834 | 0.25 | 900 | 0.1048 | 118.165 | 0.0030959
2017-05-09 22:15 | 17.775 | 0 | 1194.5375 | 0 | 0 | 23.9776 | 0 | 3.2836 | 20 | 24 | 17.0123 | 0 | 0 | 0 | 0 | 16.8554 | 0 | 0 | 0 | 0 | 1148571.86 | 1009469.001 | 90000 | 7470 | 41632.8593 | 0 | 0 | 90000 | 90000 | 0.25 | 900 | 0.1027 | 100 | 0.0025675
2017-05-09 22:30 | 17.75 | 0 | 1194.5375 | 0 | 0 | 23.9317 | 0 | 2.3748 | 20 | 24 | 16.9849 | 0 | 0 | 0 | 0 | 16.8703 | 0 | 0 | 0 | 0 | 1148571.86 | 1009469.001 | 90000 | 7470 | 41632.8593 | 0 | 0 | 90000 | 90000 | 0.25 | 900 | 0.1006 | 100 | 0.002515
2017-05-09 22:45 | 17.725 | 0 | 1194.5375 | 0 | 0 | 23.8701 | 0 | 1.6342 | 20 | 24 | 16.9388 | 0 | 0 | 0 | 0 | 16.8607 | 0 | 0 | 0 | 0 | 1148571.86 | 1009469.001 | 90000 | 7470 | 41632.8593 | 0 | 0 | 90000 | 90000 | 0.25 | 900 | 0.0985 | 100 | 0.0024625
2017-05-09 23:00 | 17.7 | 0 | 1194.5375 | 0 | 0 | 23.8044 | 0 | 1.1605 | 20 | 24 | 16.8743 | 0 | 0 | 0 | 0 | 16.8349 | 0 | 0 | 0 | 0 | 1148571.86 | 1009469.001 | 90000 | 7470 | 41632.8593 | 0 | 0 | 90000 | 90000 | 0.25 | 900 | 0.0964 | 100 | 0.00241
2017-05-09 23:15 | 17.475 | 0 | 1011.2128 | 0 | 0 | 23.7129 | 0 | 1.65 | 20 | 24 | 16.7989 | 0 | 0 | 0 | 0 | 16.7777 | 0 | 0 | 0 | 0 | 925226.4919 | 787730.259 | 90000 | 7470 | 40026.2329 | 0 | 0 | 90000 | 90000 | 0.25 | 900 | 0.10086 | 100 | 0.0025216
2017-05-09 23:30 | 17.25 | 0 | 1011.2128 | 0 | 0 | 23.6072 | 0 | 2.3193 | 20 | 24 | 16.7238 | 0 | 0 | 0 | 0 | 16.6968 | 0 | 0 | 0 | 0 | 925226.4919 | 787730.259 | 90000 | 7470 | 40026.2329 | 0 | 0 | 90000 | 90000 | 0.25 | 900 | 0.10533 | 100 | 0.0026333
2017-05-09 23:45 | 17.025 | 0 | 1011.2128 | 0 | 0 | 23.5286 | 0 | 4.3013 | 20 | 24 | 16.6588 | 0 | 0 | 0 | 0 | 16.588 | 0 | 0 | 0 | 0 | 925226.4919 | 787730.259 | 90000 | 7470 | 40026.2329 | 0 | 0 | 90000 | 90000 | 0.25 | 900 | 0.1098 | 100 | 0.0027449
2017-05-10 | 16.8 | 0 | 1011.2128 | 0 | 0 | 23.4586 | 0 | 5.8735 | 20 | 24 | 16.613 | 0 | 0 | 0 | 0 | 16.4788 | 0 | 0 | 0 | 0 | 925226.4919 | 787730.259 | 90000 | 7470 | 40026.2329 | 0 | 0 | 90000 | 90000 | 0.25 | 900 | 0.1098 | 100 | 0.0027449

## Details_2025-06-08
datetime | Environment:Site Outdoor Air Drybulb Temperature [C](TimeStep) | Environment:Site Direct Solar Radiation Rate per Area [W/m2](TimeStep) | LIVING_UNIT1:Zone Total Internal Total Heating Rate [W](TimeStep) | GARAGE1:Zone Total Internal Total Heating Rate [W](TimeStep) | ATTIC_UNIT1:Zone Total Internal Total Heating Rate [W](TimeStep) | LIVING_UNIT1:Zone Air Temperature [C](TimeStep) | LIVING_UNIT1:Zone Air System Sensible Heating Rate [W](TimeStep) | LIVING_UNIT1:Zone Air System Sensible Cooling Rate [W](TimeStep) | LIVING_UNIT1:Zone Thermostat Heating Setpoint Temperature [C](TimeStep) | LIVING_UNIT1:Zone Thermostat Cooling Setpoint Temperature [C](TimeStep) | GARAGE1:Zone Air Temperature [C](TimeStep) | GARAGE1:Zone Air System Sensible Heating Rate [W](TimeStep) | GARAGE1:Zone Air System Sensible Cooling Rate [W](TimeStep) | GARAGE1:Zone Thermostat Heating Setpoint Temperature [C](TimeStep) | GARAGE1:Zone Thermostat Cooling Setpoint Temperature [C](TimeStep) | ATTIC_UNIT1:Zone Air Temperature [C](TimeStep) | ATTIC_UNIT1:Zone Air System Sensible Heating Rate [W](TimeStep) | ATTIC_UNIT1:Zone Air System Sensible Cooling Rate [W](TimeStep) | ATTIC_UNIT1:Zone Thermostat Heating Setpoint Temperature [C](TimeStep) | ATTIC_UNIT1:Zone Thermostat Cooling Setpoint Temperature [C](TimeStep) | Electricity:Facility [J](TimeStep) | Electricity:Building [J](TimeStep) | Electricity:HVAC [J](TimeStep) | Electricity:Plant [J](TimeStep) | ExteriorLights:Electricity [J](TimeStep) | Cooling:Electricity [J](TimeStep) | Heating:Electricity [J](TimeStep) | Ventilation:Fans:Electricity [J](TimeStep) | Fans:Electricity [J](TimeStep) | dt_hours | dt_seconds | current_price | P_total_W | step_cost_real
2017-06-08 | 16.9 | 0 | 1011.2128 | 0 | 0 | 24 | 0 | 357.1051 | 20 | 24 | 18.3613 | 0 | 0 | 0 | 0 | 16.5887 | 0 | 0 | 0 | 0 | 1027474.347 | 787730.259 | 192247.8547 | 7470 | 40026.2329 | 0 | 0 | 90000 | 0 | 0.25 | 900 | 0.10191 | 0 | 0
2017-06-08 00:15 | 16.625 | 0 | 873.1528 | 0 | 0 | 24.0001 | 0 | 264.4142 | 20 | 24 | 18.0098 | 0 | 0 | 0 | 0 | 16.1861 | 0 | 0 | 0 | 0 | 824578.2215 | 613262.9701 | 164483.8295 | 7470 | 39361.422 | 62180.3774 | 0 | 90000 | 102303.452 | 0.25 | 900 | 0.095333 | 182.7598 | 0.0043557
2017-06-08 00:30 | 16.35 | 0 | 873.1528 | 0 | 0 | 24.0001 | 0 | 203.9177 | 20 | 24 | 17.6027 | 0 | 0 | 0 | 0 | 15.8266 | 0 | 0 | 0 | 0 | 806046.2901 | 613262.9701 | 145951.898 | 7470 | 39361.422 | 46712.0033 | 0 | 90000 | 99239.8947 | 0.25 | 900 | 0.088755 | 162.1688 | 0.0035983
2017-06-08 00:45 | 16.075 | 0 | 873.1528 | 0 | 0 | 24.0001 | 0 | 146.343 | 20 | 24 | 17.2451 | 0 | 0 | 0 | 0 | 15.4712 | 0 | 0 | 0 | 0 | 788335.3909 | 613262.9701 | 128240.9988 | 7470 | 39361.422 | 31928.249 | 0 | 90000 | 96312.7498 | 0.25 | 900 | 0.082178 | 142.49 | 0.0029274
2017-06-08 01:00 | 15.8 | 0 | 873.1528 | 0 | 0 | 24.0001 | 0 | 94.0851 | 20 | 24 | 16.9114 | 0 | 0 | 0 | 0 | 15.1601 | 0 | 0 | 0 | 0 | 772085.5683 | 613262.9701 | 111991.1762 | 7470 | 39361.422 | 18362.3388 | 0 | 90000 | 93628.8375 | 0.25 | 900 | 0.0756 | 124.4346 | 0.0023518
2017-06-08 01:15 | 15.7 | 0 | 835.0282 | 0 | 0 | 24 | 0 | 41.6533 | 20 | 24 | 16.5983 | 0 | 0 | 0 | 0 | 14.9418 | 0 | 0 | 0 | 0 | 705191.9716 | 562337.4017 | 96023.1479 | 7470 | 39361.422 | 5029.6342 | 0 | 90000 | 90993.5138 | 0.25 | 900 | 0.074027 | 106.6924 | 0.0019745
2017-06-08 01:30 | 15.6 | 0 | 835.0282 | 0 | 0 | 23.986 | 0 | 22.0414 | 20 | 24 | 16.3123 | 0 | 0 | 0 | 0 | 14.7481 | 0 | 0 | 0 | 0 | 699168.8237 | 562337.4017 | 90000 | 7470 | 39361.422 | 0 | 0 | 90000 | 90000 | 0.25 | 900 | 0.072455 | 100 | 0.0018114
2017-06-08 01:45 | 15.5 | 0 | 835.0282 | 0 | 0 | 23.9467 | 0 | 21.906 | 20 | 24 | 16.0548 | 0 | 0 | 0 | 0 | 14.5827 | 0 | 0 | 0 | 0 | 699168.8237 | 562337.4017 | 90000 | 7470 | 39361.422 | 0 | 0 | 90000 | 90000 | 0.25 | 900 | 0.070883 | 100 | 0.0017721
2017-06-08 02:00 | 15.4 | 0 | 835.0282 | 0 | 0 | 23.8869 | 0 | 21.7218 | 20 | 24 | 15.8283 | 0 | 0 | 0 | 0 | 14.4535 | 0 | 0 | 0 | 0 | 699168.8237 | 562337.4017 | 90000 | 7470 | 39361.422 | 0 | 0 | 90000 | 90000 | 0.25 | 900 | 0.06931 | 100 | 0.0017327
2017-06-08 02:15 | 15.775 | 0 | 823.4563 | 0 | 0 | 23.8141 | 0 | 17.5001 | 20 | 24 | 15.6484 | 0 | 0 | 0 | 0 | 14.7518 | 0 | 0 | 0 | 0 | 682584.7402 | 545753.3182 | 90000 | 7470 | 39361.422 | 0 | 0 | 90000 | 90000 | 0.25 | 900 | 0.067167 | 100 | 0.0016792
2017-06-08 02:30 | 16.15 | 0 | 823.4563 | 0 | 0 | 23.7485 | 0 | 14.4386 | 20 | 24 | 15.5529 | 0 | 0 | 0 | 0 | 15.1998 | 0 | 0 | 0 | 0 | 682584.7402 | 545753.3182 | 90000 | 7470 | 39361.422 | 0 | 0 | 90000 | 90000 | 0.25 | 900 | 0.065025 | 100 | 0.0016256
2017-06-08 02:45 | 16.525 | 0 | 823.4563 | 0 | 0 | 23.6632 | 0 | 10.2044 | 20 | 24 | 15.5152 | 0 | 0 | 0 | 0 | 15.6582 | 0 | 0 | 0 | 0 | 682584.7402 | 545753.3182 | 90000 | 7470 | 39361.422 | 0 | 0 | 90000 | 90000 | 0.25 | 900 | 0.062883 | 100 | 0.0015721
2017-06-08 03:00 | 16.9 | 0 | 823.4563 | 0 | 0 | 23.5839 | 0 | 6.3565 | 20 | 24 | 15.5559 | 0 | 0 | 0 | 0 | 16.1328 | 0 | 0 | 0 | 0 | 682584.7402 | 545753.3182 | 90000 | 7470 | 39361.422 | 0 | 0 | 90000 | 90000 | 0.25 | 900 | 0.06074 | 100 | 0.0015185
2017-06-08 03:15 | 16.85 | 0 | 814.9909 | 0 | 0 | 23.5096 | 0 | 5.9613 | 20 | 24 | 15.6198 | 0 | 0 | 0 | 0 | 16.2258 | 0 | 0 | 0 | 0 | 670195.089 | 533363.667 | 90000 | 7470 | 39361.422 | 0 | 0 | 90000 | 90000 | 0.25 | 900 | 0.057968 | 100 | 0.0014492
2017-06-08 03:30 | 16.8 | 0 | 814.9909 | 0 | 0 | 23.4362 | 0 | 5.3142 | 20 | 24 | 15.6783 | 0 | 0 | 0 | 0 | 16.2316 | 0 | 0 | 0 | 0 | 670195.089 | 533363.667 | 90000 | 7470 | 39361.422 | 0 | 0 | 90000 | 90000 | 0.25 | 900 | 0.055195 | 100 | 0.0013799
2017-06-08 03:45 | 16.75 | 0 | 814.9909 | 0 | 0 | 23.3616 | 0 | 5.0701 | 20 | 24 | 15.7203 | 0 | 0 | 0 | 0 | 16.2271 | 0 | 0 | 0 | 0 | 670195.089 | 533363.667 | 90000 | 7470 | 39361.422 | 0 | 0 | 90000 | 90000 | 0.25 | 900 | 0.052422 | 100 | 0.0013106
2017-06-08 04:00 | 16.7 | 0 | 814.9909 | 0 | 0 | 23.2862 | 0 | 4.8348 | 20 | 24 | 15.7474 | 0 | 0 | 0 | 0 | 16.2052 | 0 | 0 | 0 | 0 | 670195.089 | 533363.667 | 90000 | 7470 | 39361.422 | 0 | 0 | 90000 | 90000 | 0.25 | 900 | 0.04965 | 100 | 0.0012412
2017-06-08 04:15 | 16.825 | 0 | 851.7897 | 0 | 0 | 23.2235 | 0 | 3.5465 | 20 | 24 | 15.7764 | 0 | 0 | 0 | 0 | 16.3113 | 0 | 0 | 0 | 0 | 704707.4778 | 566989.6412 | 90000 | 7470 | 40247.8366 | 0 | 0 | 90000 | 90000 | 0.25 | 900 | 0.047403 | 100 | 0.0011851
2017-06-08 04:30 | 16.95 | 0 | 851.7897 | 0 | 0 | 23.1723 | 0 | 2.3271 | 20 | 24 | 15.8187 | 0 | 0 | 0 | 0 | 16.4452 | 0 | 0 | 0 | 0 | 704707.4778 | 566989.6412 | 90000 | 7470 | 40247.8366 | 0 | 0 | 90000 | 90000 | 0.25 | 900 | 0.045155 | 100 | 0.0011289
2017-06-08 04:45 | 17.075 | 65 | 851.7897 | 0 | 0 | 23.2085 | 0 | 3.8299 | 20 | 24 | 15.8977 | 0 | 0 | 0 | 0 | 16.611 | 0 | 0 | 0 | 0 | 704707.4778 | 566989.6412 | 90000 | 7470 | 40247.8366 | 0 | 0 | 90000 | 90000 | 0.25 | 900 | 0.042907 | 100 | 0.0010727
2017-06-08 05:00 | 17.2 | 85 | 851.7897 | 0 | 0 | 23.3213 | 0 | 5.7147 | 20 | 24 | 16.0527 | 0 | 0 | 0 | 0 | 16.8284 | 0 | 0 | 0 | 0 | 704707.4778 | 566989.6412 | 90000 | 7470 | 40247.8366 | 0 | 0 | 90000 | 90000 | 0.25 | 900 | 0.04066 | 100 | 0.0010165
2017-06-08 05:15 | 17.1 | 105 | 975.6044 | 0 | 0 | 23.5007 | 0 | 9.877 | 20 | 24 | 16.2738 | 0 | 0 | 0 | 0 | 16.8425 | 0 | 0 | 0 | 0 | 835222.6629 | 696064.4026 | 90000 | 7470 | 41688.2603 | 0 | 0 | 90000 | 90000 | 0.25 | 900 | 0.036945 | 100 | 0.00092362
2017-06-08 05:30 | 17 | 125 | 975.6044 | 0 | 0 | 23.6963 | 0 | 12.867 | 20 | 24 | 16.5378 | 0 | 0 | 0 | 0 | 16.8251 | 0 | 0 | 0 | 0 | 835222.6629 | 696064.4026 | 90000 | 7470 | 41688.2603 | 0 | 0 | 90000 | 90000 | 0.25 | 900 | 0.03323 | 100 | 0.00083075
2017-06-08 05:45 | 16.9 | 145 | 975.6044 | 0 | 0 | 23.8825 | 0 | 15.1224 | 20 | 24 | 16.8337 | 0 | 0 | 0 | 0 | 16.8353 | 0 | 0 | 0 | 0 | 835222.6629 | 696064.4026 | 90000 | 7470 | 41688.2603 | 0 | 0 | 90000 | 90000 | 0.25 | 900 | 0.029515 | 100 | 0.00073788
2017-06-08 06:00 | 16.8 | 165 | 975.6044 | 0 | 0 | 23.994 | 0 | 131.2845 | 20 | 24 | 17.1419 | 0 | 0 | 0 | 0 | 16.8689 | 0 | 0 | 0 | 0 | 870202.8679 | 696064.4026 | 124980.205 | 7470 | 41688.2603 | 29201.9043 | 0 | 90000 | 95778.3007 | 0.25 | 900 | 0.0258 | 138.8669 | 0.00089569
2017-06-08 06:15 | 17.1 | 185 | 1081.4965 | 0 | 0 | 23.9999 | 0 | 249.8345 | 20 | 24 | 17.5909 | 0 | 0 | 0 | 0 | 17.1917 | 0 | 0 | 0 | 0 | 1004909.723 | 832563.7912 | 161773.4807 | 7470 | 3102.4511 | 59926.699 | 0 | 90000 | 101846.7817 | 0.25 | 900 | 0.020005 | 179.7483 | 0.00089897
2017-06-08 06:30 | 17.4 | 205 | 1081.4965 | 0 | 0 | 24 | 0 | 318.7929 | 20 | 24 | 17.9869 | 0 | 0 | 0 | 0 | 17.4311 | 0 | 0 | 0 | 0 | 1026770.864 | 832563.7912 | 183634.6219 | 7470 | 3102.4511 | 78197.9073 | 0 | 90000 | 105436.7147 | 0.25 | 900 | 0.01421 | 204.0385 | 0.00072485
2017-06-08 06:45 | 17.7 | 206.25 | 1081.4965 | 0 | 0 | 24.0099 | 0 | 358.5207 | 20 | 24 | 18.0922 | 0 | 0 | 0 | 0 | 17.3819 | 0 | 0 | 0 | 0 | 1039810.339 | 832563.7912 | 196674.0963 | 7470 | 3102.4511 | 89106.0924 | 0 | 90000 | 107568.0039 | 0.25 | 900 | 0.008415 | 218.5268 | 0.00045973
2017-06-08 07:00 | 18 | 207.5 | 1081.4965 | 0 | 0 | 24.0002 | 0 | 449.0915 | 20 | 24 | 17.9379 | 0 | 0 | 0 | 0 | 17.0332 | 0 | 0 | 0 | 0 | 1068713.227 | 832563.7912 | 225576.9844 | 7470 | 3102.4511 | 113278.7888 | 0 | 90000 | 112298.1956 | 0.25 | 900 | 0.00262 | 250.6411 | 0.00016417
2017-06-08 07:15 | 17.975 | 208.75 | 1087.3373 | 0 | 0 | 23.9921 | 0 | 457.5345 | 20 | 24 | 17.7006 | 0 | 0 | 0 | 0 | 17.0571 | 0 | 0 | 0 | 0 | 1156412.409 | 917156.0991 | 229016.2641 | 7470 | 2770.0456 | 116174.9656 | 0 | 90000 | 112841.2985 | 0.25 | 900 | 0.001965 | 254.4625 | 0.000125
2017-06-08 07:30 | 17.95 | 210 | 1087.3373 | 0 | 0 | 23.9911 | 0 | 483.2654 | 20 | 24 | 17.5049 | 0 | 0 | 0 | 0 | 17.2392 | 0 | 0 | 0 | 0 | 1164810.864 | 917156.0991 | 237414.7196 | 7470 | 2770.0456 | 123210.0489 | 0 | 90000 | 114204.6706 | 0.25 | 900 | 0.00131 | 263.7941 | 8.6393e-05
2017-06-08 07:45 | 17.925 | 182 | 1087.3373 | 0 | 0 | 23.9865 | 0 | 487.9942 | 20 | 24 | 17.3696 | 0 | 0 | 0 | 0 | 17.367 | 0 | 0 | 0 | 0 | 1167403.883 | 917156.0991 | 240007.7388 | 7470 | 2770.0456 | 125401.0916 | 0 | 90000 | 114606.6472 | 0.25 | 900 | 0.000655 | 266.6753 | 4.3668e-05
2017-06-08 08:00 | 17.9 | 154 | 1087.3373 | 0 | 0 | 23.9907 | 0 | 461.7783 | 20 | 24 | 17.2603 | 0 | 0 | 0 | 0 | 17.4415 | 0 | 0 | 0 | 0 | 1160101.935 | 917156.0991 | 232705.7907 | 7470 | 2770.0456 | 119314.8952 | 0 | 90000 | 113390.8955 | 0.25 | 900 | 0 | 258.562 | 0
2017-06-08 08:15 | 18.15 | 126 | 784.8634 | 0 | 0 | 23.9972 | 0 | 327.4388 | 20 | 24 | 17.1708 | 0 | 0 | 0 | 0 | 17.597 | 0 | 0 | 0 | 0 | 1003442.523 | 802160.3193 | 192593.3834 | 7470 | 1218.8201 | 85789.2113 | 0 | 90000 | 106804.1721 | 0.25 | 900 | -0.000125 | 213.9926 | -6.6873e-06
2017-06-08 08:30 | 18.4 | 98 | 784.8634 | 0 | 0 | 24.0035 | 0 | 328.7068 | 20 | 24 | 17.1145 | 0 | 0 | 0 | 0 | 17.8078 | 0 | 0 | 0 | 0 | 1004897.119 | 802160.3193 | 194047.9797 | 7470 | 1218.8201 | 87015.8783 | 0 | 90000 | 107032.1014 | 0.25 | 900 | -0.00025 | 215.6089 | -1.3476e-05
2017-06-08 08:45 | 18.65 | 97.75 | 784.8634 | 0 | 0 | 23.9998 | 0 | 445.6835 | 20 | 24 | 17.3113 | 0 | 0 | 0 | 0 | 18.3196 | 0 | 0 | 0 | 0 | 1042792.243 | 802160.3193 | 231943.104 | 7470 | 1218.8201 | 118725.1478 | 0 | 90000 | 113217.9561 | 0.25 | 900 | -0.000375 | 257.7146 | -2.4161e-05
2017-06-08 09:00 | 18.9 | 97.5 | 784.8634 | 0 | 0 | 23.9996 | 0 | 510.5784 | 20 | 24 | 17.7928 | 0 | 0 | 0 | 0 | 19.104 | 0 | 0 | 0 | 0 | 1064445.631 | 802160.3193 | 253596.4916 | 7470 | 1218.8201 | 136851.2433 | 0 | 90000 | 116745.2483 | 0.25 | 900 | -0.0005 | 281.7739 | -3.5222e-05
2017-06-08 09:15 | 19.1 | 97.25 | 659.069 | 0 | 0 | 23.9996 | 0 | 524.0638 | 20 | 24 | 18.6437 | 0 | 0 | 0 | 0 | 19.6563 | 0 | 0 | 0 | 0 | 1022862.507 | 755520.0357 | 259041.4573 | 7470 | 831.0137 | 141416.3353 | 0 | 90000 | 117625.122 | 0.25 | 900 | -0.000875 | 287.8238 | -6.2961e-05
2017-06-08 09:30 | 19.3 | 97 | 659.069 | 0 | 0 | 23.9994 | 0 | 482.3556 | 20 | 24 | 19.3414 | 0 | 0 | 0 | 0 | 19.9463 | 0 | 0 | 0 | 0 | 1010780.818 | 755520.0357 | 246959.7688 | 7470 | 831.0137 | 131315.7267 | 0 | 90000 | 115644.0421 | 0.25 | 900 | -0.00125 | 274.3997 | -8.575e-05
2017-06-08 09:45 | 19.5 | 129.75 | 659.069 | 0 | 0 | 23.9992 | 0 | 521.5872 | 20 | 24 | 19.5617 | 0 | 0 | 0 | 0 | 19.6119 | 0 | 0 | 0 | 0 | 1023796.993 | 755520.0357 | 259975.9438 | 7470 | 831.0137 | 142211.2064 | 0 | 90000 | 117764.7374 | 0.25 | 900 | -0.001625 | 288.8622 | -0.00011735
2017-06-08 10:00 | 19.7 | 162.5 | 659.069 | 0 | 0 | 24.0066 | 0 | 568.6972 | 20 | 24 | 19.4403 | 0 | 0 | 0 | 0 | 19.4841 | 0 | 0 | 0 | 0 | 1038932.583 | 755520.0357 | 275111.534 | 7470 | 831.0137 | 154881.6555 | 0 | 90000 | 120229.8785 | 0.25 | 900 | -0.002 | 305.6795 | -0.00015284
2017-06-08 10:15 | 19.675 | 195.25 | 660.4469 | 0 | 0 | 23.9994 | 0 | 659.0435 | 20 | 24 | 19.1898 | 0 | 0 | 0 | 0 | 19.2086 | 0 | 0 | 0 | 0 | 1083239.927 | 771370.9002 | 303568.0131 | 7470 | 831.0137 | 178702.2972 | 0 | 90000 | 124865.7159 | 0.25 | 900 | -0.00346 | 337.2978 | -0.00029176
2017-06-08 10:30 | 19.65 | 228 | 660.4469 | 0 | 0 | 24.0046 | 0 | 708.6247 | 20 | 24 | 18.9182 | 0 | 0 | 0 | 0 | 19.0566 | 0 | 0 | 0 | 0 | 1098500.932 | 771370.9002 | 318829.0182 | 7470 | 831.0137 | 191480.7027 | 0 | 90000 | 127348.3155 | 0.25 | 900 | -0.00492 | 354.2545 | -0.00043573
2017-06-08 10:45 | 19.625 | 244 | 660.4469 | 0 | 0 | 24.0038 | 0 | 778.2932 | 20 | 24 | 18.7283 | 0 | 0 | 0 | 0 | 18.963 | 0 | 0 | 0 | 0 | 1120291.133 | 771370.9002 | 340619.2189 | 7470 | 831.0137 | 209724.645 | 0 | 90000 | 130894.5739 | 0.25 | 900 | -0.00638 | 378.4658 | -0.00060365
2017-06-08 11:00 | 19.6 | 260 | 660.4469 | 0 | 0 | 24.0007 | 0 | 810.5088 | 20 | 24 | 18.6445 | 0 | 0 | 0 | 0 | 18.8738 | 0 | 0 | 0 | 0 | 1418161.029 | 771370.9002 | 360818.1866 | 285140.9289 | 831.0137 | 218516.7587 | 0 | 90000 | 142301.4278 | 0.25 | 900 | -0.00784 | 400.9091 | -0.00078578
2017-06-08 11:15 | 19.775 | 276 | 667.2072 | 0 | 0 | 23.9981 | 0 | 834.8195 | 20 | 24 | 18.6438 | 0 | 0 | 0 | 0 | 19.1049 | 0 | 0 | 0 | 0 | 1447070.828 | 784741.6695 | 369527.467 | 291970.6774 | 831.0137 | 225821.4707 | 0 | 90000 | 143705.9962 | 0.25 | 900 | -0.010805 | 410.5861 | -0.0011091
2017-06-08 11:30 | 19.95 | 292 | 667.2072 | 0 | 0 | 23.991 | 0 | 854.2269 | 20 | 24 | 18.6989 | 0 | 0 | 0 | 0 | 19.4014 | 0 | 0 | 0 | 0 | 1461933.537 | 784741.6695 | 377433.1224 | 298927.7311 | 831.0137 | 232459.9731 | 0 | 90000 | 144973.1493 | 0.25 | 900 | -0.01377 | 419.3701 | -0.0014437
2017-06-08 11:45 | 20.125 | 287 | 667.2072 | 0 | 0 | 23.999 | 0 | 932.6734 | 20 | 24 | 19.1292 | 0 | 0 | 0 | 0 | 20.1538 | 0 | 0 | 0 | 0 | 1496068.607 | 784741.6695 | 404857.5772 | 305638.3467 | 831.0137 | 255463.8805 | 0 | 90000 | 149393.6968 | 0.25 | 900 | -0.016735 | 449.8418 | -0.001882
2017-06-08 12:00 | 20.3 | 282 | 667.2072 | 0 | 0 | 23.9989 | 0 | 961.2199 | 20 | 24 | 20.0828 | 0 | 0 | 0 | 0 | 20.8219 | 0 | 0 | 0 | 0 | 1514606.616 | 784741.6695 | 416981.6426 | 312052.2899 | 831.0137 | 265652.189 | 0 | 90000 | 151329.4536 | 0.25 | 900 | -0.0197 | 463.3129 | -0.0022818
2017-06-08 12:15 | 20.975 | 277 | 667.3073 | 0 | 0 | 23.9989 | 0 | 1033.7686 | 20 | 24 | 21.6316 | 0 | 0 | 0 | 0 | 22.725 | 0 | 0 | 0 | 0 | 1538586.978 | 774510.3167 | 444929.0144 | 318316.6328 | 831.0137 | 289098.671 | 0 | 90000 | 155830.3435 | 0.25 | 900 | -0.024598 | 494.3656 | -0.00304
2017-06-08 12:30 | 21.65 | 272 | 667.3073 | 0 | 0 | 23.9984 | 0 | 1101.5716 | 20 | 24 | 24.564 | 0 | 0 | 0 | 0 | 24.2352 | 0 | 0 | 0 | 0 | 1572898.647 | 774510.3167 | 473265.1113 | 324292.2049 | 831.0137 | 313152.037 | 0 | 90000 | 160113.0743 | 0.25 | 900 | -0.029495 | 525.8501 | -0.0038775
2017-06-08 12:45 | 22.325 | 264.75 | 667.3073 | 0 | 0 | 23.9987 | 0 | 1165.2414 | 20 | 24 | 25.8341 | 0 | 0 | 0 | 0 | 25.5307 | 0 | 0 | 0 | 0 | 1286177.402 | 774510.3167 | 490072.1937 | 20763.8777 | 831.0137 | 335444.4919 | 0 | 90000 | 154627.7019 | 0.25 | 900 | -0.034392 | 544.5247 | -0.0046819
2017-06-08 13:00 | 23 | 257.5 | 667.3073 | 0 | 0 | 23.9966 | 0 | 1245.8685 | 20 | 24 | 27.1564 | 0 | 0 | 0 | 0 | 26.6368 | 0 | 0 | 0 | 0 | 1303569.928 | 774510.3167 | 520758.5979 | 7470 | 831.0137 | 361965.2841 | 0 | 90000 | 158793.3138 | 0.25 | 900 | -0.03929 | 578.6207 | -0.0056835
2017-06-08 13:15 | 23.325 | 250.25 | 664.8583 | 0 | 0 | 23.9967 | 0 | 1309.6585 | 20 | 24 | 28.4238 | 0 | 0 | 0 | 0 | 27.1014 | 0 | 0 | 0 | 0 | 1312852.421 | 761050.4743 | 543500.9326 | 7470 | 831.0137 | 381283.2885 | 0 | 90000 | 162217.6441 | 0.25 | 900 | -0.042445 | 603.8899 | -0.006408
2017-06-08 13:30 | 23.65 | 243 | 664.8583 | 0 | 0 | 23.9946 | 0 | 1232.0103 | 20 | 24 | 28.9347 | 0 | 0 | 0 | 0 | 26.4097 | 0 | 0 | 0 | 0 | 1289775.382 | 761050.4743 | 520423.894 | 7470 | 831.0137 | 362080.8119 | 0 | 90000 | 158343.0821 | 0.25 | 900 | -0.0456 | 578.2488 | -0.006592
2017-06-08 13:45 | 23.975 | 253.75 | 664.8583 | 0 | 0 | 23.997 | 0 | 1252.5148 | 20 | 24 | 28.1863 | 0 | 0 | 0 | 0 | 24.9072 | 0 | 0 | 0 | 0 | 1296063.631 | 761050.4743 | 526712.1428 | 7470 | 831.0137 | 367567.7951 | 0 | 90000 | 159144.3478 | 0.25 | 900 | -0.048755 | 585.2357 | -0.0071333
2017-06-08 14:00 | 24.3 | 264.5 | 664.8583 | 0 | 0 | 23.9974 | 0 | 1289.8371 | 20 | 24 | 26.6538 | 0 | 0 | 0 | 0 | 24.2233 | 0 | 0 | 0 | 0 | 1308739.292 | 761050.4743 | 539387.8043 | 7470 | 831.0137 | 378449.1052 | 0 | 90000 | 160938.6991 | 0.25 | 900 | -0.05191 | 599.3198 | -0.0077777
2017-06-08 14:15 | 24.05 | 275.25 | 676.4847 | 0 | 0 | 23.9979 | 0 | 1320.2753 | 20 | 24 | 25.4913 | 0 | 0 | 0 | 0 | 23.7295 | 0 | 0 | 0 | 0 | 1320493.023 | 765614.8792 | 546577.1301 | 7470 | 831.0137 | 384332.2439 | 0 | 90000 | 162244.8862 | 0.25 | 900 | -0.05176 | 607.3079 | -0.0078586
2017-06-08 14:30 | 23.8 | 286 | 676.4847 | 0 | 0 | 23.9971 | 0 | 1351.7554 | 20 | 24 | 24.4856 | 0 | 0 | 0 | 0 | 23.3669 | 0 | 0 | 0 | 0 | 1328419.267 | 765614.8792 | 554503.3741 | 7470 | 831.0137 | 390837.7816 | 0 | 90000 | 163665.5926 | 0.25 | 900 | -0.05161 | 616.1149 | -0.0079494
2017-06-08 14:45 | 23.55 | 299.75 | 676.4847 | 0 | 0 | 23.9972 | 0 | 1377.1905 | 20 | 24 | 23.3962 | 0 | 0 | 0 | 0 | 23.1125 | 0 | 0 | 0 | 0 | 1335229.437 | 765614.8792 | 561313.5439 | 7470 | 831.0137 | 396413.8566 | 0 | 90000 | 164899.6873 | 0.25 | 900 | -0.05146 | 623.6817 | -0.0080237
2017-06-08 15:00 | 23.3 | 313.5 | 676.4847 | 0 | 0 | 23.9966 | 0 | 1417.6326 | 20 | 24 | 22.8764 | 0 | 0 | 0 | 0 | 22.8918 | 0 | 0 | 0 | 0 | 1346590.313 | 765614.8792 | 572674.4205 | 7470 | 831.0137 | 405806.8517 | 0 | 90000 | 166867.5688 | 0.25 | 900 | -0.05131 | 636.3049 | -0.0081622
2017-06-08 15:15 | 23.4 | 327.25 | 743.5399 | 0 | 0 | 23.9953 | 0 | 1462.4464 | 20 | 24 | 22.4829 | 0 | 0 | 0 | 0 | 22.9607 | 0 | 0 | 0 | 0 | 1430155.216 | 833027.0814 | 588217.7111 | 7470 | 1440.4237 | 418964.9645 | 0 | 90000 | 169252.7465 | 0.25 | 900 | -0.047475 | 653.5752 | -0.0077571
2017-06-08 15:30 | 23.5 | 341 | 743.5399 | 0 | 0 | 23.995 | 0 | 1481.47 | 20 | 24 | 22.1135 | 0 | 0 | 0 | 0 | 23.0524 | 0 | 0 | 0 | 0 | 1438216.86 | 833027.0814 | 596279.3548 | 7470 | 1440.4237 | 425841.1191 | 0 | 90000 | 170438.2358 | 0.25 | 900 | -0.04364 | 662.5326 | -0.0072282
2017-06-08 15:45 | 23.6 | 329 | 743.5399 | 0 | 0 | 23.9924 | 0 | 1487.7471 | 20 | 24 | 21.8757 | 0 | 0 | 0 | 0 | 23.1477 | 0 | 0 | 0 | 0 | 1442352.72 | 833027.0814 | 600415.2147 | 7470 | 1440.4237 | 429418.0282 | 0 | 90000 | 170997.1866 | 0.25 | 900 | -0.039805 | 667.128 | -0.0066388
2017-06-08 16:00 | 23.7 | 317 | 743.5399 | 0 | 0 | 23.9923 | 0 | 1472.6687 | 20 | 24 | 21.7445 | 0 | 0 | 0 | 0 | 23.2464 | 0 | 0 | 0 | 0 | 1439795.59 | 833027.0814 | 597858.0851 | 7470 | 1440.4237 | 427364.6129 | 0 | 90000 | 170493.4722 | 0.25 | 900 | -0.03597 | 664.2868 | -0.0059736
2017-06-08 16:15 | 23.5 | 305 | 968.6641 | 0 | 0 | 23.9907 | 0 | 1519.3016 | 20 | 24 | 21.6572 | 0 | 0 | 0 | 0 | 23.1365 | 0 | 0 | 0 | 0 | 1677328.794 | 1054199.884 | 612556.4589 | 7470 | 3102.4511 | 439607.9114 | 0 | 90000 | 172948.5475 | 0.25 | 900 | -0.029552 | 680.6183 | -0.0050285
2017-06-08 16:30 | 23.3 | 293 | 968.6641 | 0 | 0 | 23.9905 | 0 | 1500.8355 | 20 | 24 | 21.5788 | 0 | 0 | 0 | 0 | 22.9707 | 0 | 0 | 0 | 0 | 1671220.768 | 1054199.884 | 606448.4322 | 7470 | 3102.4511 | 434339.4139 | 0 | 90000 | 172109.0183 | 0.25 | 900 | -0.023135 | 673.8316 | -0.0038973
2017-06-08 16:45 | 23.1 | 258.5 | 968.6641 | 0 | 0 | 23.9893 | 0 | 1420.7595 | 20 | 24 | 21.4949 | 0 | 0 | 0 | 0 | 22.796 | 0 | 0 | 0 | 0 | 1645785.071 | 1054199.884 | 581012.736 | 7470 | 3102.4511 | 412823.9333 | 0 | 90000 | 168188.8027 | 0.25 | 900 | -0.016717 | 645.5697 | -0.0026981
2017-06-08 17:00 | 22.9 | 224 | 968.6641 | 0 | 0 | 23.9889 | 0 | 1327.2106 | 20 | 24 | 21.399 | 0 | 0 | 0 | 0 | 22.6055 | 0 | 0 | 0 | 0 | 1616937.305 | 1054199.884 | 552164.9696 | 7470 | 3102.4511 | 388469.9264 | 0 | 90000 | 163695.0432 | 0.25 | 900 | -0.0103 | 613.5166 | -0.0015798
2017-06-08 17:15 | 22.75 | 189.5 | 1303.7902 | 0 | 0 | 23.9919 | 0 | 1351.147 | 20 | 24 | 21.2958 | 0 | 0 | 0 | 0 | 22.4477 | 0 | 0 | 0 | 0 | 1903485.932 | 1330183.607 | 561511.0546 | 7470 | 4321.2711 | 396282.2666 | 0 | 90000 | 165228.788 | 0.25 | 900 | -0.0070825 | 623.9012 | -0.0011047
2017-06-08 17:30 | 22.6 | 155 | 1303.7902 | 0 | 0 | 23.9928 | 0 | 1290.8263 | 20 | 24 | 21.1994 | 0 | 0 | 0 | 0 | 22.3017 | 0 | 0 | 0 | 0 | 1887148.253 | 1330183.607 | 545173.3753 | 7470 | 4321.2711 | 382529.991 | 0 | 90000 | 162643.3844 | 0.25 | 900 | -0.003865 | 605.7482 | -0.0005853
2017-06-08 17:45 | 22.45 | 128.25 | 1303.7902 | 0 | 0 | 23.9935 | 0 | 1218.7779 | 20 | 24 | 21.1188 | 0 | 0 | 0 | 0 | 22.1591 | 0 | 0 | 0 | 0 | 1866851.606 | 1330183.607 | 524876.7282 | 7470 | 4321.2711 | 365456.1623 | 0 | 90000 | 159420.5659 | 0.25 | 900 | -0.0006475 | 583.1964 | -9.4405e-05
2017-06-08 18:00 | 22.3 | 101.5 | 1303.7902 | 0 | 0 | 23.9943 | 0 | 1130.716 | 20 | 24 | 21.0543 | 0 | 0 | 0 | 0 | 22.0198 | 0 | 0 | 0 | 0 | 1840676.948 | 1330183.607 | 498702.07 | 7470 | 4321.2711 | 343443.1002 | 0 | 90000 | 155258.9698 | 0.25 | 900 | 0.00257 | 554.1134 | 0.00035602
2017-06-08 18:15 | 22.025 | 74.75 | 1525.0463 | 0 | 0 | 23.9932 | 0 | 1149.0894 | 20 | 24 | 20.9957 | 0 | 0 | 0 | 0 | 21.7884 | 0 | 0 | 0 | 0 | 1978111.083 | 1419081.786 | 506823.9862 | 7470 | 44735.3104 | 350178.4572 | 0 | 90000 | 156645.529 | 0.25 | 900 | 0.011832 | 563.1378 | 0.0016658
2017-06-08 18:30 | 21.75 | 48 | 1525.0463 | 0 | 0 | 23.994 | 0 | 1059.636 | 20 | 24 | 20.9261 | 0 | 0 | 0 | 0 | 21.5348 | 0 | 0 | 0 | 0 | 1949095.166 | 1419081.786 | 477808.069 | 7470 | 44735.3104 | 325710.3787 | 0 | 90000 | 152097.6902 | 0.25 | 900 | 0.021095 | 530.8979 | 0.0027998
2017-06-08 18:45 | 21.475 | 38.75 | 1525.0463 | 0 | 0 | 23.9948 | 0 | 1023.1859 | 20 | 24 | 20.8869 | 0 | 0 | 0 | 0 | 21.3382 | 0 | 0 | 0 | 0 | 1937209.761 | 1419081.786 | 465922.6646 | 7470 | 44735.3104 | 315633.4529 | 0 | 90000 | 150289.2117 | 0.25 | 900 | 0.030357 | 517.6918 | 0.003929
2017-06-08 19:00 | 21.2 | 29.5 | 1525.0463 | 0 | 0 | 23.9954 | 0 | 961.5936 | 20 | 24 | 20.9423 | 0 | 0 | 0 | 0 | 21.2053 | 0 | 0 | 0 | 0 | 1916148.328 | 1419081.786 | 444861.2312 | 7470 | 44735.3104 | 297854.6738 | 0 | 90000 | 147006.5574 | 0.25 | 900 | 0.03962 | 494.2903 | 0.0048959
2017-06-08 19:15 | 20.65 | 20.25 | 1515.8774 | 0 | 0 | 23.9982 | 0 | 879.0351 | 20 | 24 | 21.0169 | 0 | 0 | 0 | 0 | 20.7813 | 0 | 0 | 0 | 0 | 1860631.016 | 1392175.501 | 415620.6487 | 7470 | 45364.8662 | 273297.3241 | 0 | 90000 | 142323.3245 | 0.25 | 900 | 0.048965 | 461.8007 | 0.005653
2017-06-08 19:30 | 20.1 | 11 | 1515.8774 | 0 | 0 | 23.9988 | 0 | 788.5259 | 20 | 24 | 21.0888 | 0 | 0 | 0 | 0 | 20.3382 | 0 | 0 | 0 | 0 | 1826368.986 | 1392175.501 | 381358.6186 | 7470 | 45364.8662 | 244532.2063 | 0 | 90000 | 136826.4123 | 0.25 | 900 | 0.05831 | 423.7318 | 0.006177
2017-06-08 19:45 | 19.55 | 8.25 | 1515.8774 | 0 | 0 | 23.9992 | 0 | 701.9312 | 20 | 24 | 21.0737 | 0 | 0 | 0 | 0 | 19.8257 | 0 | 0 | 0 | 0 | 1793185.852 | 1392175.501 | 348175.4852 | 7470 | 45364.8662 | 216668.3745 | 0 | 90000 | 131507.1107 | 0.25 | 900 | 0.067655 | 386.8617 | 0.0065433
2017-06-08 20:00 | 19 | 5.5 | 1515.8774 | 0 | 0 | 23.9995 | 0 | 613.7087 | 20 | 24 | 20.9402 | 0 | 0 | 0 | 0 | 19.279 | 0 | 0 | 0 | 0 | 1758883.63 | 1392175.501 | 313873.2625 | 7470 | 45364.8662 | 187860.425 | 0 | 90000 | 126012.8376 | 0.25 | 900 | 0.077 | 348.7481 | 0.0067134
2017-06-08 20:15 | 18.575 | 2.75 | 1503.2964 | 0 | 0 | 23.9997 | 0 | 566.0185 | 20 | 24 | 20.7234 | 0 | 0 | 0 | 0 | 18.8561 | 0 | 0 | 0 | 0 | 1724742.104 | 1377595.011 | 294312.2274 | 7470 | 45364.8662 | 171427.2882 | 0 | 90000 | 122884.9392 | 0.25 | 900 | 0.090435 | 327.0136 | 0.0073934
2017-06-08 20:30 | 18.15 | 0 | 1503.2964 | 0 | 0 | 23.9999 | 0 | 520.8396 | 20 | 24 | 20.4713 | 0 | 0 | 0 | 0 | 18.44 | 0 | 0 | 0 | 0 | 1706681.984 | 1377595.011 | 276252.1074 | 7470 | 45364.8662 | 156263.998 | 0 | 90000 | 119988.1094 | 0.25 | 900 | 0.10387 | 306.9468 | 0.0079706
2017-06-08 20:45 | 17.725 | 0 | 1503.2964 | 0 | 0 | 24.0001 | 0 | 487.785 | 20 | 24 | 20.1977 | 0 | 0 | 0 | 0 | 18.0317 | 0 | 0 | 0 | 0 | 1693455.207 | 1377595.011 | 263025.3302 | 7470 | 45364.8662 | 145165.9477 | 0 | 90000 | 117859.3825 | 0.25 | 900 | 0.11731 | 292.2504 | 0.0085706
2017-06-08 21:00 | 17.3 | 0 | 1503.2964 | 0 | 0 | 24.0002 | 0 | 457.9196 | 20 | 24 | 19.9098 | 0 | 0 | 0 | 0 | 17.6362 | 0 | 0 | 0 | 0 | 1681745.863 | 1377595.011 | 251315.9861 | 7470 | 45364.8662 | 135347.3457 | 0 | 90000 | 115968.6404 | 0.25 | 900 | 0.13074 | 279.24 | 0.009127
2017-06-08 21:15 | 17.275 | 0 | 1422.5951 | 0 | 0 | 24.0003 | 0 | 412.147 | 20 | 24 | 19.6098 | 0 | 0 | 0 | 0 | 17.4374 | 0 | 0 | 0 | 0 | 1550896.709 | 1264143.416 | 235489.7976 | 7470 | 43793.4949 | 122077.9145 | 0 | 90000 | 113411.883 | 0.25 | 900 | 0.11943 | 261.6553 | 0.0078127
2017-06-08 21:30 | 17.25 | 0 | 1422.5951 | 0 | 0 | 24.0034 | 0 | 359.8889 | 20 | 24 | 19.3239 | 0 | 0 | 0 | 0 | 17.3361 | 0 | 0 | 0 | 0 | 1532729.6 | 1264143.416 | 217322.6885 | 7470 | 43793.4949 | 106843.3032 | 0 | 90000 | 110479.3853 | 0.25 | 900 | 0.10813 | 241.4697 | 0.0065275
2017-06-08 21:45 | 17.225 | 0 | 1422.5951 | 0 | 0 | 24.0004 | 0 | 341.666 | 20 | 24 | 19.062 | 0 | 0 | 0 | 0 | 17.2786 | 0 | 0 | 0 | 0 | 1526722.698 | 1264143.416 | 211315.7865 | 7470 | 43793.4949 | 101811.4785 | 0 | 90000 | 109504.308 | 0.25 | 900 | 0.096825 | 234.7953 | 0.0056835
2017-06-08 22:00 | 17.2 | 0 | 1422.5951 | 0 | 0 | 23.9945 | 0 | 307.3963 | 20 | 24 | 18.8365 | 0 | 0 | 0 | 0 | 17.2392 | 0 | 0 | 0 | 0 | 1515039.649 | 1264143.416 | 199632.7379 | 7470 | 43793.4949 | 92017.295 | 0 | 90000 | 107615.4429 | 0.25 | 900 | 0.08552 | 221.8142 | 0.0047424
2017-06-08 22:15 | 16.925 | 0 | 1194.5375 | 0 | 0 | 24.0014 | 0 | 207.1174 | 20 | 24 | 18.6381 | 0 | 0 | 0 | 0 | 17.0342 | 0 | 0 | 0 | 0 | 1221122.331 | 1009469.001 | 162550.4707 | 7470 | 41632.8593 | 60900.4104 | 0 | 90000 | 101650.0603 | 0.25 | 900 | 0.081882 | 180.6116 | 0.0036972
2017-06-08 22:30 | 16.65 | 0 | 1194.5375 | 0 | 0 | 24.0021 | 0 | 184.1169 | 20 | 24 | 18.4445 | 0 | 0 | 0 | 0 | 16.794 | 0 | 0 | 0 | 0 | 1212152.41 | 1009469.001 | 153580.5495 | 7470 | 41632.8593 | 53376.2654 | 0 | 90000 | 100204.2841 | 0.25 | 900 | 0.078245 | 170.6451 | 0.003338
2017-06-08 22:45 | 16.375 | 0 | 1194.5375 | 0 | 0 | 24.0022 | 0 | 173.8074 | 20 | 24 | 18.2475 | 0 | 0 | 0 | 0 | 16.5662 | 0 | 0 | 0 | 0 | 1207639.605 | 1009469.001 | 149067.7445 | 7470 | 41632.8593 | 49591.2746 | 0 | 90000 | 99476.4699 | 0.25 | 900 | 0.074608 | 165.6308 | 0.0030893
2017-06-08 23:00 | 16.1 | 0 | 1194.5375 | 0 | 0 | 24.0021 | 0 | 154.1831 | 20 | 24 | 18.0643 | 0 | 0 | 0 | 0 | 16.3547 | 0 | 0 | 0 | 0 | 1199532.049 | 1009469.001 | 140960.1892 | 7470 | 41632.8593 | 42786.2497 | 0 | 90000 | 98173.9395 | 0.25 | 900 | 0.07097 | 156.6224 | 0.0027789
2017-06-08 23:15 | 16.025 | 0 | 1011.2128 | 0 | 0 | 24.0013 | 0 | 95.2036 | 20 | 24 | 17.9085 | 0 | 0 | 0 | 0 | 16.2482 | 0 | 0 | 0 | 0 | 953875.3321 | 787730.259 | 118648.8401 | 7470 | 40026.2329 | 24053.9262 | 0 | 90000 | 94594.9139 | 0.25 | 900 | 0.063478 | 131.832 | 0.0020921
2017-06-08 23:30 | 15.95 | 0 | 1011.2128 | 0 | 0 | 23.9969 | 0 | 68.0406 | 20 | 24 | 17.7836 | 0 | 0 | 0 | 0 | 16.1955 | 0 | 0 | 0 | 0 | 1225630.724 | 787730.259 | 117978.4753 | 279895.7572 | 40026.2329 | 15338.5473 | 0 | 90000 | 102639.928 | 0.25 | 900 | 0.055985 | 131.0872 | 0.0018347
2017-06-08 23:45 | 15.875 | 0 | 1011.2128 | 0 | 0 | 23.9914 | 0 | 20.3159 | 20 | 24 | 17.6788 | 0 | 0 | 0 | 0 | 16.1541 | 0 | 0 | 0 | 0 | 1213786.86 | 787730.259 | 99710.3571 | 286320.011 | 40026.2329 | 0 | 0 | 90000 | 99710.3571 | 0.25 | 900 | 0.048493 | 110.7893 | 0.0013431
2017-06-09 | 15.8 | 0 | 1011.2128 | 0 | 0 | 23.975 | 0 | 20.5468 | 20 | 24 | 17.5772 | 0 | 0 | 0 | 0 | 16.1194 | 0 | 0 | 0 | 0 | 1220202.576 | 787730.259 | 99710.3571 | 292735.7265 | 40026.2329 | 0 | 0 | 90000 | 99710.3571 | 0.25 | 900 | 0.048493 | 110.7893 | 0.0013431

## Details_2025-07-08
datetime | Environment:Site Outdoor Air Drybulb Temperature [C](TimeStep) | Environment:Site Direct Solar Radiation Rate per Area [W/m2](TimeStep) | LIVING_UNIT1:Zone Total Internal Total Heating Rate [W](TimeStep) | GARAGE1:Zone Total Internal Total Heating Rate [W](TimeStep) | ATTIC_UNIT1:Zone Total Internal Total Heating Rate [W](TimeStep) | LIVING_UNIT1:Zone Air Temperature [C](TimeStep) | LIVING_UNIT1:Zone Air System Sensible Heating Rate [W](TimeStep) | LIVING_UNIT1:Zone Air System Sensible Cooling Rate [W](TimeStep) | LIVING_UNIT1:Zone Thermostat Heating Setpoint Temperature [C](TimeStep) | LIVING_UNIT1:Zone Thermostat Cooling Setpoint Temperature [C](TimeStep) | GARAGE1:Zone Air Temperature [C](TimeStep) | GARAGE1:Zone Air System Sensible Heating Rate [W](TimeStep) | GARAGE1:Zone Air System Sensible Cooling Rate [W](TimeStep) | GARAGE1:Zone Thermostat Heating Setpoint Temperature [C](TimeStep) | GARAGE1:Zone Thermostat Cooling Setpoint Temperature [C](TimeStep) | ATTIC_UNIT1:Zone Air Temperature [C](TimeStep) | ATTIC_UNIT1:Zone Air System Sensible Heating Rate [W](TimeStep) | ATTIC_UNIT1:Zone Air System Sensible Cooling Rate [W](TimeStep) | ATTIC_UNIT1:Zone Thermostat Heating Setpoint Temperature [C](TimeStep) | ATTIC_UNIT1:Zone Thermostat Cooling Setpoint Temperature [C](TimeStep) | Electricity:Facility [J](TimeStep) | Electricity:Building [J](TimeStep) | Electricity:HVAC [J](TimeStep) | Electricity:Plant [J](TimeStep) | ExteriorLights:Electricity [J](TimeStep) | Cooling:Electricity [J](TimeStep) | Heating:Electricity [J](TimeStep) | Ventilation:Fans:Electricity [J](TimeStep) | Fans:Electricity [J](TimeStep) | dt_hours | dt_seconds | current_price | P_total_W | step_cost_real
2017-07-08 | 16.5 | 0 | 1011.2128 | 0 | 0 | 23.9961 | 0 | 355.9754 | 20 | 24 | 18.2267 | 0 | 0 | 0 | 0 | 15.9585 | 0 | 0 | 0 | 0 | 1034400.033 | 787730.259 | 199173.5407 | 7470 | 40026.2329 | 0 | 0 | 90000 | 0 | 0.25 | 900 | 0.10597 | 0 | 0
2017-07-08 00:15 | 16.3 | 0 | 874.5602 | 0 | 0 | 24.0003 | 0 | 270.0827 | 20 | 24 | 17.9952 | 0 | 0 | 0 | 0 | 15.6522 | 0 | 0 | 0 | 0 | 837114.3401 | 618068.3051 | 172214.613 | 7470 | 39361.422 | 68825.382 | 0 | 90000 | 103389.231 | 0.25 | 900 | 0.1027 | 191.3496 | 0.004913
2017-07-08 00:30 | 16.1 | 0 | 874.5602 | 0 | 0 | 24.0003 | 0 | 219.4804 | 20 | 24 | 17.7085 | 0 | 0 | 0 | 0 | 15.2816 | 0 | 0 | 0 | 0 | 820688.0144 | 618068.3051 | 155788.2873 | 7470 | 39361.422 | 55085.1298 | 0 | 90000 | 100703.1574 | 0.25 | 900 | 0.099435 | 173.0981 | 0.004303
2017-07-08 00:45 | 15.9 | 0 | 874.5602 | 0 | 0 | 24.0003 | 0 | 171.3329 | 20 | 24 | 17.4255 | 0 | 0 | 0 | 0 | 14.8413 | 0 | 0 | 0 | 0 | 804841.6988 | 618068.3051 | 139941.9717 | 7470 | 39361.422 | 41826.227 | 0 | 90000 | 98115.7447 | 0.25 | 900 | 0.096168 | 155.4911 | 0.0037383
2017-07-08 01:00 | 15.7 | 0 | 874.5602 | 0 | 0 | 24.0002 | 0 | 123.8132 | 20 | 24 | 17.13 | 0 | 0 | 0 | 0 | 14.2971 | 0 | 0 | 0 | 0 | 788857.927 | 618068.3051 | 123958.1999 | 7470 | 39361.422 | 28445.7688 | 0 | 90000 | 95512.431 | 0.25 | 900 | 0.0929 | 137.7313 | 0.0031988
2017-07-08 01:15 | 15.35 | 0 | 835.8728 | 0 | 0 | 24 | 0 | 65.1327 | 20 | 24 | 16.8248 | 0 | 0 | 0 | 0 | 14.0627 | 0 | 0 | 0 | 0 | 715565.807 | 565217.8601 | 103516.5249 | 7470 | 39361.422 | 11324.7253 | 0 | 90000 | 92191.7996 | 0.25 | 900 | 0.084925 | 115.0184 | 0.002442
2017-07-08 01:30 | 15 | 0 | 835.8728 | 0 | 0 | 23.9874 | 0 | 27.5956 | 20 | 24 | 16.5269 | 0 | 0 | 0 | 0 | 13.9585 | 0 | 0 | 0 | 0 | 702049.2821 | 565217.8601 | 90000 | 7470 | 39361.422 | 0 | 0 | 90000 | 90000 | 0.25 | 900 | 0.07695 | 100 | 0.0019237
2017-07-08 01:45 | 14.65 | 0 | 835.8728 | 0 | 0 | 23.9374 | 0 | 29.2035 | 20 | 24 | 16.2468 | 0 | 0 | 0 | 0 | 13.8374 | 0 | 0 | 0 | 0 | 702049.2821 | 565217.8601 | 90000 | 7470 | 39361.422 | 0 | 0 | 90000 | 90000 | 0.25 | 900 | 0.068975 | 100 | 0.0017244
2017-07-08 02:00 | 14.3 | 0 | 835.8728 | 0 | 0 | 23.8484 | 0 | 30.4435 | 20 | 24 | 15.9926 | 0 | 0 | 0 | 0 | 13.6792 | 0 | 0 | 0 | 0 | 702049.2821 | 565217.8601 | 90000 | 7470 | 39361.422 | 0 | 0 | 90000 | 90000 | 0.25 | 900 | 0.061 | 100 | 0.001525
2017-07-08 02:15 | 14.3 | 0 | 824.0018 | 0 | 0 | 23.7585 | 0 | 29.6448 | 20 | 24 | 15.7709 | 0 | 0 | 0 | 0 | 13.5278 | 0 | 0 | 0 | 0 | 684486.0352 | 547654.6132 | 90000 | 7470 | 39361.422 | 0 | 0 | 90000 | 90000 | 0.25 | 900 | 0.063945 | 100 | 0.0015986
2017-07-08 02:30 | 14.3 | 0 | 824.0018 | 0 | 0 | 23.683 | 0 | 29.364 | 20 | 24 | 15.5689 | 0 | 0 | 0 | 0 | 13.345 | 0 | 0 | 0 | 0 | 684486.0352 | 547654.6132 | 90000 | 7470 | 39361.422 | 0 | 0 | 90000 | 90000 | 0.25 | 900 | 0.06689 | 100 | 0.0016722
2017-07-08 02:45 | 14.3 | 0 | 824.0018 | 0 | 0 | 23.6187 | 0 | 29.1003 | 20 | 24 | 15.3726 | 0 | 0 | 0 | 0 | 13.0997 | 0 | 0 | 0 | 0 | 684486.0352 | 547654.6132 | 90000 | 7470 | 39361.422 | 0 | 0 | 90000 | 90000 | 0.25 | 900 | 0.069835 | 100 | 0.0017459
2017-07-08 03:00 | 14.3 | 0 | 824.0018 | 0 | 0 | 23.5672 | 0 | 29.4442 | 20 | 24 | 15.1963 | 0 | 0 | 0 | 0 | 12.7852 | 0 | 0 | 0 | 0 | 684486.0352 | 547654.6132 | 90000 | 7470 | 39361.422 | 0 | 0 | 90000 | 90000 | 0.25 | 900 | 0.07278 | 100 | 0.0018195
2017-07-08 03:15 | 14.25 | 0 | 815.3182 | 0 | 0 | 23.5045 | 0 | 29.0098 | 20 | 24 | 15.0003 | 0 | 0 | 0 | 0 | 12.6269 | 0 | 0 | 0 | 0 | 671208.164 | 534376.742 | 90000 | 7470 | 39361.422 | 0 | 0 | 90000 | 90000 | 0.25 | 900 | 0.073252 | 100 | 0.0018313
2017-07-08 03:30 | 14.2 | 0 | 815.3182 | 0 | 0 | 23.4293 | 0 | 28.0424 | 20 | 24 | 14.8038 | 0 | 0 | 0 | 0 | 12.5665 | 0 | 0 | 0 | 0 | 671208.164 | 534376.742 | 90000 | 7470 | 39361.422 | 0 | 0 | 90000 | 90000 | 0.25 | 900 | 0.073725 | 100 | 0.0018431
2017-07-08 03:45 | 14.15 | 0 | 815.3182 | 0 | 0 | 23.348 | 0 | 27.6126 | 20 | 24 | 14.6363 | 0 | 0 | 0 | 0 | 12.5503 | 0 | 0 | 0 | 0 | 671208.164 | 534376.742 | 90000 | 7470 | 39361.422 | 0 | 0 | 90000 | 90000 | 0.25 | 900 | 0.074197 | 100 | 0.0018549
2017-07-08 04:00 | 14.1 | 0 | 815.3182 | 0 | 0 | 23.2656 | 0 | 27.3018 | 20 | 24 | 14.5005 | 0 | 0 | 0 | 0 | 12.5582 | 0 | 0 | 0 | 0 | 671208.164 | 534376.742 | 90000 | 7470 | 39361.422 | 0 | 0 | 90000 | 90000 | 0.25 | 900 | 0.07467 | 100 | 0.0018667
2017-07-08 04:15 | 14.05 | 0 | 852.3875 | 0 | 0 | 23.1897 | 0 | 27.2405 | 20 | 24 | 14.3878 | 0 | 0 | 0 | 0 | 12.5915 | 0 | 0 | 0 | 0 | 706665.3611 | 568947.5245 | 90000 | 7470 | 40247.8366 | 0 | 0 | 90000 | 90000 | 0.25 | 900 | 0.075292 | 100 | 0.0018823
2017-07-08 04:30 | 14 | 0 | 852.3875 | 0 | 0 | 23.1128 | 0 | 26.9726 | 20 | 24 | 14.2922 | 0 | 0 | 0 | 0 | 12.6373 | 0 | 0 | 0 | 0 | 706665.3611 | 568947.5245 | 90000 | 7470 | 40247.8366 | 0 | 0 | 90000 | 90000 | 0.25 | 900 | 0.075915 | 100 | 0.0018979
2017-07-08 04:45 | 13.95 | 134.75 | 852.3875 | 0 | 0 | 23.0427 | 0 | 26.9651 | 20 | 24 | 14.2308 | 0 | 0 | 0 | 0 | 12.7242 | 0 | 0 | 0 | 0 | 706665.3611 | 568947.5245 | 90000 | 7470 | 40247.8366 | 0 | 0 | 90000 | 90000 | 0.25 | 900 | 0.076537 | 100 | 0.0019134
2017-07-08 05:00 | 13.9 | 179.5 | 852.3875 | 0 | 0 | 23.0631 | 0 | 29.9201 | 20 | 24 | 14.24 | 0 | 0 | 0 | 0 | 12.9135 | 0 | 0 | 0 | 0 | 706665.3611 | 568947.5245 | 90000 | 7470 | 40247.8366 | 0 | 0 | 90000 | 90000 | 0.25 | 900 | 0.07716 | 100 | 0.001929
2017-07-08 05:15 | 14 | 224.25 | 976.5868 | 0 | 0 | 23.2155 | 0 | 32.6152 | 20 | 24 | 14.3394 | 0 | 0 | 0 | 0 | 13.2352 | 0 | 0 | 0 | 0 | 838262.3731 | 699104.1129 | 90000 | 7470 | 41688.2603 | 0 | 0 | 90000 | 90000 | 0.25 | 900 | 0.084867 | 100 | 0.0021217
2017-07-08 05:30 | 14.1 | 269 | 976.5868 | 0 | 0 | 23.4801 | 0 | 35.553 | 20 | 24 | 14.5596 | 0 | 0 | 0 | 0 | 13.6095 | 0 | 0 | 0 | 0 | 838262.3731 | 699104.1129 | 90000 | 7470 | 41688.2603 | 0 | 0 | 90000 | 90000 | 0.25 | 900 | 0.092575 | 100 | 0.0023144
2017-07-08 05:45 | 14.2 | 303 | 976.5868 | 0 | 0 | 23.7211 | 0 | 36.3298 | 20 | 24 | 14.8517 | 0 | 0 | 0 | 0 | 13.9789 | 0 | 0 | 0 | 0 | 838262.3731 | 699104.1129 | 90000 | 7470 | 41688.2603 | 0 | 0 | 90000 | 90000 | 0.25 | 900 | 0.10028 | 100 | 0.0025071
2017-07-08 06:00 | 14.3 | 337 | 976.5868 | 0 | 0 | 23.9327 | 0 | 36.8695 | 20 | 24 | 15.2578 | 0 | 0 | 0 | 0 | 14.3009 | 0 | 0 | 0 | 0 | 838262.3731 | 699104.1129 | 90000 | 7470 | 41688.2603 | 0 | 0 | 90000 | 90000 | 0.25 | 900 | 0.10799 | 100 | 0.0026997
2017-07-08 06:15 | 14.825 | 371 | 1083.841 | 0 | 0 | 24.0002 | 0 | 281.0349 | 20 | 24 | 15.7289 | 0 | 0 | 0 | 0 | 14.9363 | 0 | 0 | 0 | 0 | 1029451.008 | 840351.5442 | 178527.013 | 7470 | 3102.4511 | 74255.3803 | 0 | 90000 | 104271.6327 | 0.25 | 900 | 0.10952 | 198.3633 | 0.0054311
2017-07-08 06:30 | 15.35 | 405 | 1083.841 | 0 | 0 | 24.0006 | 0 | 461.5049 | 20 | 24 | 16.4738 | 0 | 0 | 0 | 0 | 15.7269 | 0 | 0 | 0 | 0 | 1094202.39 | 840351.5442 | 243278.3949 | 7470 | 3102.4511 | 128566.7848 | 0 | 90000 | 114711.6102 | 0.25 | 900 | 0.11105 | 270.3093 | 0.0075041
2017-07-08 06:45 | 15.875 | 433.75 | 1083.841 | 0 | 0 | 24.0005 | 0 | 595.0783 | 20 | 24 | 17.191 | 0 | 0 | 0 | 0 | 16.6274 | 0 | 0 | 0 | 0 | 1141315.402 | 840351.5442 | 290391.4072 | 7470 | 3102.4511 | 168075.5348 | 0 | 90000 | 122315.8724 | 0.25 | 900 | 0.11257 | 322.6571 | 0.0090806
2017-07-08 07:00 | 16.4 | 462.5 | 1083.841 | 0 | 0 | 24.0002 | 0 | 739.088 | 20 | 24 | 18.2422 | 0 | 0 | 0 | 0 | 17.6123 | 0 | 0 | 0 | 0 | 1191497.415 | 840351.5442 | 340573.4195 | 7470 | 3102.4511 | 210150.9237 | 0 | 90000 | 130422.4958 | 0.25 | 900 | 0.1141 | 378.4149 | 0.010794
2017-07-08 07:15 | 16.825 | 491.25 | 1091.9361 | 0 | 0 | 23.9999 | 0 | 854.9864 | 20 | 24 | 19.3025 | 0 | 0 | 0 | 0 | 18.6101 | 0 | 0 | 0 | 0 | 1322686.102 | 932617.0622 | 379828.994 | 7470 | 2770.0456 | 243047.8866 | 0 | 90000 | 136781.1074 | 0.25 | 900 | 0.11647 | 422.0322 | 0.012289
2017-07-08 07:30 | 17.25 | 520 | 1091.9361 | 0 | 0 | 23.9995 | 0 | 988.4941 | 20 | 24 | 20.4713 | 0 | 0 | 0 | 0 | 19.7146 | 0 | 0 | 0 | 0 | 1366847.078 | 932617.0622 | 423989.9703 | 7470 | 2770.0456 | 280044.293 | 0 | 90000 | 143945.6773 | 0.25 | 900 | 0.11885 | 471.1 | 0.013998
2017-07-08 07:45 | 17.675 | 543 | 1091.9361 | 0 | 0 | 23.9991 | 0 | 1124.3321 | 20 | 24 | 21.5402 | 0 | 0 | 0 | 0 | 20.8935 | 0 | 0 | 0 | 0 | 1411051.465 | 932617.0622 | 468194.3573 | 7470 | 2770.0456 | 317071.5475 | 0 | 90000 | 151122.8098 | 0.25 | 900 | 0.12122 | 520.216 | 0.015766
2017-07-08 08:00 | 18.1 | 566 | 1091.9361 | 0 | 0 | 23.9985 | 0 | 1245.1441 | 20 | 24 | 23.0717 | 0 | 0 | 0 | 0 | 22.0779 | 0 | 0 | 0 | 0 | 1449594.155 | 932617.0622 | 506737.0469 | 7470 | 2770.0456 | 349329.965 | 0 | 90000 | 157407.0819 | 0.25 | 900 | 0.1236 | 563.0412 | 0.017398
2017-07-08 08:15 | 18.625 | 589 | 792.0375 | 0 | 0 | 23.9983 | 0 | 1223.1258 | 20 | 24 | 24.2706 | 0 | 0 | 0 | 0 | 23.3112 | 0 | 0 | 0 | 0 | 1334571.374 | 825932.8334 | 499949.7208 | 7470 | 1218.8201 | 343596.6117 | 0 | 90000 | 156353.109 | 0.25 | 900 | 0.1177 | 555.4997 | 0.016346
2017-07-08 08:30 | 19.15 | 612 | 792.0375 | 0 | 0 | 23.9974 | 0 | 1335 | 20 | 24 | 25.5898 | 0 | 0 | 0 | 0 | 24.5004 | 0 | 0 | 0 | 0 | 1370875.026 | 825932.8334 | 536253.3723 | 7470 | 1218.8201 | 373989.589 | 0 | 90000 | 162263.7833 | 0.25 | 900 | 0.1118 | 595.8371 | 0.016654
2017-07-08 08:45 | 19.675 | 627 | 792.0375 | 0 | 0 | 23.9971 | 0 | 1445.0793 | 20 | 24 | 26.9295 | 0 | 0 | 0 | 0 | 25.6565 | 0 | 0 | 0 | 0 | 1406162.665 | 825932.8334 | 571541.0114 | 7470 | 1218.8201 | 403523.4309 | 0 | 90000 | 168017.5805 | 0.25 | 900 | 0.1059 | 635.0456 | 0.016813
2017-07-08 09:00 | 20.2 | 642 | 792.0375 | 0 | 0 | 23.9963 | 0 | 1554.174 | 20 | 24 | 28.7225 | 0 | 0 | 0 | 0 | 26.7903 | 0 | 0 | 0 | 0 | 1439640.52 | 825932.8334 | 605018.8661 | 7470 | 1218.8201 | 431508.1637 | 0 | 90000 | 173510.7024 | 0.25 | 900 | 0.1 | 672.2432 | 0.016806
2017-07-08 09:15 | 20.775 | 657 | 668.5376 | 0 | 0 | 23.9956 | 0 | 1610.9863 | 20 | 24 | 30.2232 | 0 | 0 | 0 | 0 | 28.1325 | 0 | 0 | 0 | 0 | 1418764.74 | 788287.8251 | 622175.9013 | 7470 | 831.0137 | 445809.773 | 0 | 90000 | 176366.1283 | 0.25 | 900 | 0.093387 | 691.3066 | 0.01614
2017-07-08 09:30 | 21.35 | 672 | 668.5376 | 0 | 0 | 23.9939 | 0 | 1719.7036 | 20 | 24 | 31.4197 | 0 | 0 | 0 | 0 | 29.5157 | 0 | 0 | 0 | 0 | 1453848.701 | 788287.8251 | 657259.8627 | 7470 | 831.0137 | 475340.9443 | 0 | 90000 | 181918.9184 | 0.25 | 900 | 0.086775 | 730.2887 | 0.015843
2017-07-08 09:45 | 21.925 | 678.5 | 668.5376 | 0 | 0 | 23.9927 | 0 | 1817.5696 | 20 | 24 | 32.9881 | 0 | 0 | 0 | 0 | 30.7553 | 0 | 0 | 0 | 0 | 1487598.538 | 788287.8251 | 691009.6996 | 7470 | 831.0137 | 504048.4539 | 0 | 90000 | 186961.2457 | 0.25 | 900 | 0.080162 | 767.7886 | 0.015387
2017-07-08 10:00 | 22.5 | 685 | 668.5376 | 0 | 0 | 23.9916 | 0 | 1908.3848 | 20 | 24 | 34.3949 | 0 | 0 | 0 | 0 | 32.067 | 0 | 0 | 0 | 0 | 1518894.395 | 788287.8251 | 722305.5566 | 7470 | 831.0137 | 530756.0119 | 0 | 90000 | 191549.5447 | 0.25 | 900 | 0.07355 | 802.5617 | 0.014757
2017-07-08 10:15 | 22.85 | 691.5 | 670.6812 | 0 | 0 | 23.9908 | 0 | 1983.9484 | 20 | 24 | 35.6906 | 0 | 0 | 0 | 0 | 32.8016 | 0 | 0 | 0 | 0 | 1562536.112 | 808192.2734 | 746042.8254 | 7470 | 831.0137 | 550949.9889 | 0 | 90000 | 195092.8365 | 0.25 | 900 | 0.070332 | 828.9365 | 0.014575
2017-07-08 10:30 | 23.2 | 698 | 670.6812 | 0 | 0 | 23.9882 | 0 | 2054.8243 | 20 | 24 | 36.6945 | 0 | 0 | 0 | 0 | 33.4985 | 0 | 0 | 0 | 0 | 1585746.174 | 808192.2734 | 769252.8874 | 7470 | 831.0137 | 570751.0293 | 0 | 90000 | 198501.8581 | 0.25 | 900 | 0.067115 | 854.7254 | 0.014341
2017-07-08 10:45 | 23.55 | 699.75 | 670.6812 | 0 | 0 | 23.9878 | 0 | 2106.748 | 20 | 24 | 37.8662 | 0 | 0 | 0 | 0 | 33.5395 | 0 | 0 | 0 | 0 | 1601964.638 | 808192.2734 | 785471.3506 | 7470 | 831.0137 | 584683.7478 | 0 | 90000 | 200787.6028 | 0.25 | 900 | 0.063897 | 872.7459 | 0.013942
2017-07-08 11:00 | 23.9 | 701.5 | 670.6812 | 0 | 0 | 23.9876 | 0 | 2149.7508 | 20 | 24 | 38.7633 | 0 | 0 | 0 | 0 | 33.5706 | 0 | 0 | 0 | 0 | 1833149.241 | 808192.2734 | 805931.0529 | 218194.9008 | 831.0137 | 596077.1461 | 0 | 90000 | 209853.9068 | 0.25 | 900 | 0.06068 | 895.4789 | 0.013584
2017-07-08 11:15 | 24.15 | 703.25 | 677.401 | 0 | 0 | 23.9839 | 0 | 2188.5197 | 20 | 24 | 39.4426 | 0 | 0 | 0 | 0 | 33.8268 | 0 | 0 | 0 | 0 | 1939435.957 | 822532.1806 | 821045.3703 | 295027.3922 | 831.0137 | 606992.419 | 0 | 90000 | 214052.9514 | 0.25 | 900 | 0.058658 | 912.2726 | 0.013378
2017-07-08 11:30 | 24.4 | 705 | 677.401 | 0 | 0 | 23.9833 | 0 | 2210.4271 | 20 | 24 | 40.2029 | 0 | 0 | 0 | 0 | 34.1558 | 0 | 0 | 0 | 0 | 1955311.308 | 822532.1806 | 829284.3319 | 302663.7816 | 831.0137 | 614177.2266 | 0 | 90000 | 215107.1053 | 0.25 | 900 | 0.056635 | 921.427 | 0.013046
2017-07-08 11:45 | 24.65 | 700.5 | 677.401 | 0 | 0 | 23.9827 | 0 | 2221.8433 | 20 | 24 | 40.8334 | 0 | 0 | 0 | 0 | 34.5793 | 0 | 0 | 0 | 0 | 1968137.059 | 822532.1806 | 834723.1114 | 310050.7529 | 831.0137 | 619016.1657 | 0 | 90000 | 215706.9457 | 0.25 | 900 | 0.054613 | 927.4701 | 0.012663
2017-07-08 12:00 | 24.9 | 696 | 677.401 | 0 | 0 | 23.9762 | 0 | 2237.6122 | 20 | 24 | 41.343 | 0 | 0 | 0 | 0 | 35.1437 | 0 | 0 | 0 | 0 | 1982577.309 | 822532.1806 | 842129.9839 | 317084.1307 | 831.0137 | 625530.9963 | 0 | 90000 | 216598.9876 | 0.25 | 900 | 0.05259 | 935.7 | 0.012302
2017-07-08 12:15 | 25.05 | 691.5 | 676.542 | 0 | 0 | 23.9752 | 0 | 2236.8023 | 20 | 24 | 41.8544 | 0 | 0 | 0 | 0 | 35.3391 | 0 | 0 | 0 | 0 | 1977752.572 | 808906.6236 | 844100.0942 | 323914.8406 | 831.0137 | 627356.105 | 0 | 90000 | 216743.9891 | 0.25 | 900 | 0.049868 | 937.889 | 0.011693
2017-07-08 12:30 | 25.2 | 687 | 676.542 | 0 | 0 | 23.9749 | 0 | 2241.7876 | 20 | 24 | 42.6307 | 0 | 0 | 0 | 0 | 35.54 | 0 | 0 | 0 | 0 | 1954359.974 | 808906.6236 | 845976.6097 | 298645.7271 | 831.0137 | 629902.0786 | 0 | 90000 | 216074.5312 | 0.25 | 900 | 0.047145 | 939.974 | 0.011079
2017-07-08 12:45 | 25.35 | 685 | 676.542 | 0 | 0 | 23.9877 | 0 | 2233.6452 | 20 | 24 | 42.6801 | 0 | 0 | 0 | 0 | 35.7321 | 0 | 0 | 0 | 0 | 1653014.619 | 808906.6236 | 835806.9814 | 7470 | 831.0137 | 628885.3572 | 0 | 90000 | 206921.6242 | 0.25 | 900 | 0.044422 | 928.6744 | 0.010314
2017-07-08 13:00 | 25.5 | 683 | 676.542 | 0 | 0 | 23.9617 | 0 | 2341.1715 | 20 | 24 | 42.7196 | 0 | 0 | 0 | 0 | 35.9078 | 0 | 0 | 0 | 0 | 1687998.538 | 808906.6236 | 870790.9008 | 7470 | 831.0137 | 658565.5489 | 0 | 90000 | 212225.3519 | 0.25 | 900 | 0.0417 | 967.5454 | 0.010087
2017-07-08 13:15 | 25.575 | 681 | 673.3725 | 0 | 0 | 23.9732 | 0 | 2345.2152 | 20 | 24 | 42.8282 | 0 | 0 | 0 | 0 | 35.521 | 0 | 0 | 0 | 0 | 1671647.594 | 792465.4424 | 870881.1377 | 7470 | 831.0137 | 658714.2707 | 0 | 90000 | 212166.8669 | 0.25 | 900 | 0.040872 | 967.6457 | 0.0098875
2017-07-08 13:30 | 25.65 | 679 | 673.3725 | 0 | 0 | 23.974 | 0 | 2424.3888 | 20 | 24 | 42.9019 | 0 | 0 | 0 | 0 | 35.0295 | 0 | 0 | 0 | 0 | 1693134.083 | 792465.4424 | 892367.6265 | 7470 | 831.0137 | 676912.3981 | 0 | 90000 | 215455.2284 | 0.25 | 900 | 0.040045 | 991.5196 | 0.0099264
2017-07-08 13:45 | 25.725 | 685 | 673.3725 | 0 | 0 | 23.9809 | 0 | 2498.1197 | 20 | 24 | 42.871 | 0 | 0 | 0 | 0 | 34.1968 | 0 | 0 | 0 | 0 | 1712797.619 | 792465.4424 | 912031.1634 | 7470 | 831.0137 | 693581.2234 | 0 | 90000 | 218449.9401 | 0.25 | 900 | 0.039218 | 1013.368 | 0.0099354
2017-07-08 14:00 | 25.8 | 691 | 673.3725 | 0 | 0 | 23.9854 | 0 | 2585.8141 | 20 | 24 | 42.7569 | 0 | 0 | 0 | 0 | 33.1984 | 0 | 0 | 0 | 0 | 1734988.93 | 792465.4424 | 934222.4741 | 7470 | 831.0137 | 712380.2899 | 0 | 90000 | 221842.1841 | 0.25 | 900 | 0.03839 | 1038.025 | 0.0099624
2017-07-08 14:15 | 26.025 | 697 | 684.0497 | 0 | 0 | 23.9809 | 0 | 2686.9418 | 20 | 24 | 42.7015 | 0 | 0 | 0 | 0 | 33.8834 | 0 | 0 | 0 | 0 | 1768103.052 | 793774.0274 | 966028.011 | 7470 | 831.0137 | 739527.6272 | 0 | 90000 | 226500.3838 | 0.25 | 900 | 0.038965 | 1073.3645 | 0.010456
2017-07-08 14:30 | 26.25 | 703 | 684.0497 | 0 | 0 | 23.9838 | 0 | 2759.7845 | 20 | 24 | 42.7003 | 0 | 0 | 0 | 0 | 34.8873 | 0 | 0 | 0 | 0 | 1793643.07 | 793774.0274 | 991568.0289 | 7470 | 831.0137 | 761415.2605 | 0 | 90000 | 230152.7683 | 0.25 | 900 | 0.03954 | 1101.7423 | 0.010891
2017-07-08 14:45 | 26.475 | 695.75 | 684.0497 | 0 | 0 | 23.982 | 0 | 2828.9973 | 20 | 24 | 42.7738 | 0 | 0 | 0 | 0 | 35.9874 | 0 | 0 | 0 | 0 | 1818939.301 | 793774.0274 | 1016864.259 | 7470 | 831.0137 | 783106.609 | 0 | 90000 | 233757.6504 | 0.25 | 900 | 0.040115 | 1129.8492 | 0.011331
2017-07-08 15:00 | 26.7 | 688.5 | 684.0497 | 0 | 0 | 23.9803 | 0 | 2910.9326 | 20 | 24 | 42.9068 | 0 | 0 | 0 | 0 | 37.0732 | 0 | 0 | 0 | 0 | 1846607.401 | 793774.0274 | 1044532.359 | 7470 | 831.0137 | 806807.5626 | 0 | 90000 | 237724.7969 | 0.25 | 900 | 0.04069 | 1160.5915 | 0.011806
2017-07-08 15:15 | 26.65 | 681.25 | 750.6917 | 0 | 0 | 23.9483 | 0 | 3034.7534 | 20 | 24 | 43.0201 | 0 | 0 | 0 | 0 | 36.7769 | 0 | 0 | 0 | 0 | 1948466.045 | 859693.7641 | 1079861.857 | 7470 | 1440.4237 | 836552.5524 | 0 | 90000 | 243309.305 | 0.25 | 900 | 0.044823 | 1199.8465 | 0.013445
2017-07-08 15:30 | 26.6 | 674 | 750.6917 | 0 | 0 | 23.984 | 0 | 3015.6461 | 20 | 24 | 43.0276 | 0 | 0 | 0 | 0 | 35.6084 | 0 | 0 | 0 | 0 | 1927773.73 | 859693.7641 | 1059169.542 | 7470 | 1440.4237 | 818823.3075 | 0 | 90000 | 240346.2342 | 0.25 | 900 | 0.048955 | 1176.855 | 0.014403
2017-07-08 15:45 | 26.55 | 658.75 | 750.6917 | 0 | 0 | 23.9856 | 0 | 3076.2474 | 20 | 24 | 42.937 | 0 | 0 | 0 | 0 | 34.38 | 0 | 0 | 0 | 0 | 1931953.647 | 859693.7641 | 1063349.46 | 7470 | 1440.4237 | 822105.0618 | 0 | 90000 | 241244.3978 | 0.25 | 900 | 0.053088 | 1181.4994 | 0.015681
2017-07-08 16:00 | 26.5 | 643.5 | 750.6917 | 0 | 0 | 23.9866 | 0 | 3108.8543 | 20 | 24 | 42.6983 | 0 | 0 | 0 | 0 | 33.1265 | 0 | 0 | 0 | 0 | 1927947.363 | 859693.7641 | 1059343.175 | 7470 | 1440.4237 | 818451.0225 | 0 | 90000 | 240892.1527 | 0.25 | 900 | 0.05722 | 1177.048 | 0.016838
2017-07-08 16:15 | 26.5 | 628.25 | 975.695 | 0 | 0 | 23.9726 | 0 | 3208.3328 | 20 | 24 | 42.4121 | 0 | 0 | 0 | 0 | 32.7676 | 0 | 0 | 0 | 0 | 2173077.554 | 1080092.228 | 1082412.875 | 7470 | 3102.4511 | 837839.1629 | 0 | 90000 | 244573.7122 | 0.25 | 900 | 0.061547 | 1202.681 | 0.018506
2017-07-08 16:30 | 26.5 | 613 | 975.695 | 0 | 0 | 23.9728 | 0 | 3227.8131 | 20 | 24 | 42.0201 | 0 | 0 | 0 | 0 | 32.6183 | 0 | 0 | 0 | 0 | 2171971.074 | 1080092.228 | 1081306.395 | 7470 | 3102.4511 | 836782.9965 | 0 | 90000 | 244523.3987 | 0.25 | 900 | 0.065875 | 1201.4516 | 0.019786
2017-07-08 16:45 | 26.5 | 590.75 | 975.695 | 0 | 0 | 23.9732 | 0 | 3217.6356 | 20 | 24 | 41.6348 | 0 | 0 | 0 | 0 | 32.5004 | 0 | 0 | 0 | 0 | 2164419.062 | 1080092.228 | 1073754.384 | 7470 | 3102.4511 | 830305.9252 | 0 | 90000 | 243448.4584 | 0.25 | 900 | 0.070203 | 1193.0604 | 0.020939
2017-07-08 17:00 | 26.5 | 568.5 | 975.695 | 0 | 0 | 23.9735 | 0 | 3198.3764 | 20 | 24 | 41.2147 | 0 | 0 | 0 | 0 | 32.4071 | 0 | 0 | 0 | 0 | 2155593.276 | 1080092.228 | 1064928.597 | 7470 | 3102.4511 | 822777.2035 | 0 | 90000 | 242151.3933 | 0.25 | 900 | 0.07453 | 1183.254 | 0.022047
2017-07-08 17:15 | 26.35 | 546.25 | 1310.8667 | 0 | 0 | 23.9877 | 0 | 3262.9642 | 20 | 24 | 40.7413 | 0 | 0 | 0 | 0 | 31.0432 | 0 | 0 | 0 | 0 | 2440684.34 | 1355757.16 | 1073135.909 | 7470 | 4321.2711 | 829385.8535 | 0 | 90000 | 243750.0557 | 0.25 | 900 | 0.076923 | 1192.3732 | 0.02293
2017-07-08 17:30 | 26.2 | 524 | 1310.8667 | 0 | 0 | 23.9893 | 0 | 3275.5664 | 20 | 24 | 39.995 | 0 | 0 | 0 | 0 | 29.7374 | 0 | 0 | 0 | 0 | 2436039.672 | 1355757.16 | 1068491.241 | 7470 | 4321.2711 | 825175.0638 | 0 | 90000 | 243316.1775 | 0.25 | 900 | 0.079315 | 1187.2125 | 0.023541
2017-07-08 17:45 | 26.05 | 489.25 | 1310.8667 | 0 | 0 | 23.9881 | 0 | 3251.9986 | 20 | 24 | 39.2426 | 0 | 0 | 0 | 0 | 28.6678 | 0 | 0 | 0 | 0 | 2425187.126 | 1355757.16 | 1057638.696 | 7470 | 4321.2711 | 815755.7979 | 0 | 90000 | 241882.8978 | 0.25 | 900 | 0.081707 | 1175.1541 | 0.024005
2017-07-08 18:00 | 25.9 | 454.5 | 1310.8667 | 0 | 0 | 23.9894 | 0 | 3228.4358 | 20 | 24 | 38.1163 | 0 | 0 | 0 | 0 | 27.8592 | 0 | 0 | 0 | 0 | 2413945.309 | 1355757.16 | 1046396.879 | 7470 | 4321.2711 | 806015.9976 | 0 | 90000 | 240380.8809 | 0.25 | 900 | 0.0841 | 1162.6632 | 0.024445
2017-07-08 18:15 | 25.8 | 419.75 | 1532.4859 | 0 | 0 | 23.9897 | 0 | 3291.9684 | 20 | 24 | 37.0662 | 0 | 0 | 0 | 0 | 27.3998 | 0 | 0 | 0 | 0 | 2558693.099 | 1444214.916 | 1062272.872 | 7470 | 44735.3104 | 819284.4996 | 0 | 90000 | 242988.3724 | 0.25 | 900 | 0.089485 | 1180.3032 | 0.026405
2017-07-08 18:30 | 25.7 | 385 | 1532.4859 | 0 | 0 | 23.9902 | 0 | 3246.6118 | 20 | 24 | 36.0518 | 0 | 0 | 0 | 0 | 27.0128 | 0 | 0 | 0 | 0 | 2549061.896 | 1444214.916 | 1052641.669 | 7470 | 44735.3104 | 811109.7536 | 0 | 90000 | 241531.9154 | 0.25 | 900 | 0.09487 | 1169.6019 | 0.02774
2017-07-08 18:45 | 25.6 | 326.5 | 1532.4859 | 0 | 0 | 23.9909 | 0 | 3134.8462 | 20 | 24 | 34.9706 | 0 | 0 | 0 | 0 | 26.6653 | 0 | 0 | 0 | 0 | 2523566.209 | 1444214.916 | 1027145.982 | 7470 | 44735.3104 | 789599.5368 | 0 | 90000 | 237546.4455 | 0.25 | 900 | 0.10025 | 1141.2733 | 0.028605
2017-07-08 19:00 | 25.5 | 268 | 1532.4859 | 0 | 0 | 23.9916 | 0 | 3009.4632 | 20 | 24 | 33.8666 | 0 | 0 | 0 | 0 | 26.3297 | 0 | 0 | 0 | 0 | 2495215.981 | 1444214.916 | 998795.7547 | 7470 | 44735.3104 | 765709.7429 | 0 | 90000 | 233086.0118 | 0.25 | 900 | 0.10564 | 1109.7731 | 0.029309
2017-07-08 19:15 | 25.15 | 209.5 | 1523.6412 | 0 | 0 | 23.9924 | 0 | 2868.3524 | 20 | 24 | 32.7732 | 0 | 0 | 0 | 0 | 25.8662 | 0 | 0 | 0 | 0 | 2431591.789 | 1417447.834 | 961309.0887 | 7470 | 45364.8662 | 733744.1682 | 0 | 90000 | 227564.9205 | 0.25 | 900 | 0.11048 | 1068.1212 | 0.0295
2017-07-08 19:30 | 24.8 | 151 | 1523.6412 | 0 | 0 | 23.9928 | 0 | 2701.9747 | 20 | 24 | 31.6777 | 0 | 0 | 0 | 0 | 25.3864 | 0 | 0 | 0 | 0 | 2385403.332 | 1417447.834 | 915120.6316 | 7470 | 45364.8662 | 694457.0491 | 0 | 90000 | 220663.5825 | 0.25 | 900 | 0.11531 | 1016.8007 | 0.029312
2017-07-08 19:45 | 24.45 | 113.25 | 1523.6412 | 0 | 0 | 23.9936 | 0 | 2553.1573 | 20 | 24 | 30.5997 | 0 | 0 | 0 | 0 | 24.8961 | 0 | 0 | 0 | 0 | 2342873.621 | 1417447.834 | 872590.9204 | 7470 | 45364.8662 | 658279.7251 | 0 | 90000 | 214311.1953 | 0.25 | 900 | 0.12015 | 969.5455 | 0.029122
2017-07-08 20:00 | 24.1 | 75.5 | 1523.6412 | 0 | 0 | 23.9944 | 0 | 2378.6237 | 20 | 24 | 29.5726 | 0 | 0 | 0 | 0 | 24.4089 | 0 | 0 | 0 | 0 | 2293040.737 | 1417447.834 | 822758.0366 | 7470 | 45364.8662 | 616007.7806 | 0 | 90000 | 206750.256 | 0.25 | 900 | 0.12498 | 914.1756 | 0.028563
2017-07-08 20:15 | 23.55 | 37.75 | 1510.8689 | 0 | 0 | 23.9953 | 0 | 2210.7439 | 20 | 24 | 28.5787 | 0 | 0 | 0 | 0 | 23.7424 | 0 | 0 | 0 | 0 | 2227427.169 | 1403137.414 | 771454.8887 | 7470 | 45364.8662 | 572325.2 | 0 | 90000 | 199129.6887 | 0.25 | 900 | 0.12518 | 857.1721 | 0.026824
2017-07-08 20:30 | 23 | 0 | 1510.8689 | 0 | 0 | 23.9961 | 0 | 2019.3442 | 20 | 24 | 27.6211 | 0 | 0 | 0 | 0 | 23.0912 | 0 | 0 | 0 | 0 | 2169089.418 | 1403137.414 | 713117.1378 | 7470 | 45364.8662 | 522820.7792 | 0 | 90000 | 190296.3587 | 0.25 | 900 | 0.12537 | 792.3524 | 0.024834
2017-07-08 20:45 | 22.45 | 0 | 1510.8689 | 0 | 0 | 23.9968 | 0 | 1888.9369 | 20 | 24 | 26.7088 | 0 | 0 | 0 | 0 | 22.4606 | 0 | 0 | 0 | 0 | 2127753.579 | 1403137.414 | 671781.2997 | 7470 | 45364.8662 | 487668.6255 | 0 | 90000 | 184112.6741 | 0.25 | 900 | 0.12557 | 746.4237 | 0.023431
2017-07-08 21:00 | 21.9 | 0 | 1510.8689 | 0 | 0 | 23.9965 | 0 | 1777.4947 | 20 | 24 | 25.9576 | 0 | 0 | 0 | 0 | 21.8501 | 0 | 0 | 0 | 0 | 2091924.931 | 1403137.414 | 635952.6511 | 7470 | 45364.8662 | 457195.0173 | 0 | 90000 | 178757.6338 | 0.25 | 900 | 0.12576 | 706.6141 | 0.022216
2017-07-08 21:15 | 21.475 | 0 | 1429.9171 | 0 | 0 | 23.9972 | 0 | 1670.1591 | 20 | 24 | 25.0493 | 0 | 0 | 0 | 0 | 21.3714 | 0 | 0 | 0 | 0 | 1943355.001 | 1290014.547 | 602076.9595 | 7470 | 43793.4949 | 428518.9665 | 0 | 90000 | 173557.993 | 0.25 | 900 | 0.12368 | 668.9744 | 0.020685
2017-07-08 21:30 | 21.05 | 0 | 1429.9171 | 0 | 0 | 23.9977 | 0 | 1575.386 | 20 | 24 | 24.2828 | 0 | 0 | 0 | 0 | 20.8927 | 0 | 0 | 0 | 0 | 1914477.028 | 1290014.547 | 573198.9868 | 7470 | 43793.4949 | 404129.2054 | 0 | 90000 | 169069.7814 | 0.25 | 900 | 0.1216 | 636.8878 | 0.019361
2017-07-08 21:45 | 20.625 | 0 | 1429.9171 | 0 | 0 | 23.9981 | 0 | 1489.7555 | 20 | 24 | 23.5791 | 0 | 0 | 0 | 0 | 20.4273 | 0 | 0 | 0 | 0 | 1890052.551 | 1290014.547 | 548774.5092 | 7470 | 43793.4949 | 383737.8142 | 0 | 90000 | 165036.6949 | 0.25 | 900 | 0.11952 | 609.7495 | 0.018219
2017-07-08 22:00 | 20.2 | 0 | 1429.9171 | 0 | 0 | 23.9985 | 0 | 1409.3676 | 20 | 24 | 22.9207 | 0 | 0 | 0 | 0 | 19.9705 | 0 | 0 | 0 | 0 | 1867054.972 | 1290014.547 | 525776.9305 | 7470 | 43793.4949 | 364540.1632 | 0 | 90000 | 161236.7673 | 0.25 | 900 | 0.11744 | 584.1966 | 0.017152
2017-07-08 22:15 | 20.05 | 0 | 1200.1408 | 0 | 0 | 23.9988 | 0 | 1273.2911 | 20 | 24 | 22.3148 | 0 | 0 | 0 | 0 | 19.7214 | 0 | 0 | 0 | 0 | 1566167.392 | 1029920.498 | 487144.0343 | 7470 | 41632.8593 | 332256.8933 | 0 | 90000 | 154887.141 | 0.25 | 900 | 0.11349 | 541.2711 | 0.015357
2017-07-08 22:30 | 19.9 | 0 | 1200.1408 | 0 | 0 | 23.9986 | 0 | 1187.1749 | 20 | 24 | 21.8232 | 0 | 0 | 0 | 0 | 19.4651 | 0 | 0 | 0 | 0 | 1541331.685 | 1029920.498 | 462308.3277 | 7470 | 41632.8593 | 311499.3312 | 0 | 90000 | 150808.9965 | 0.25 | 900 | 0.10954 | 513.6759 | 0.014067
2017-07-08 22:45 | 19.75 | 0 | 1200.1408 | 0 | 0 | 23.9989 | 0 | 1111.7941 | 20 | 24 | 21.2749 | 0 | 0 | 0 | 0 | 19.2379 | 0 | 0 | 0 | 0 | 1518962.099 | 1029920.498 | 439938.7411 | 7470 | 41632.8593 | 292798.0868 | 0 | 90000 | 147140.6543 | 0.25 | 900 | 0.10559 | 488.8208 | 0.012904
2017-07-08 23:00 | 19.6 | 0 | 1200.1408 | 0 | 0 | 23.9991 | 0 | 1042.0426 | 20 | 24 | 20.8232 | 0 | 0 | 0 | 0 | 19.0103 | 0 | 0 | 0 | 0 | 1498299.082 | 1029920.498 | 419275.7248 | 7470 | 41632.8593 | 275524.5604 | 0 | 90000 | 143751.1644 | 0.25 | 900 | 0.10164 | 465.8619 | 0.011838
2017-07-08 23:15 | 19.3 | 0 | 1014.3672 | 0 | 0 | 23.9994 | 0 | 919.6097 | 20 | 24 | 20.4194 | 0 | 0 | 0 | 0 | 18.6972 | 0 | 0 | 0 | 0 | 1228476.051 | 799004.1329 | 381975.6852 | 7470 | 40026.2329 | 244325.1443 | 0 | 90000 | 137650.541 | 0.25 | 900 | 0.10083 | 424.4174 | 0.010699
2017-07-08 23:30 | 19 | 0 | 1014.3672 | 0 | 0 | 23.9997 | 0 | 835.5704 | 20 | 24 | 20.0388 | 0 | 0 | 0 | 0 | 18.3707 | 0 | 0 | 0 | 0 | 1202505.971 | 799004.1329 | 356005.605 | 7470 | 40026.2329 | 222605.603 | 0 | 90000 | 133400.002 | 0.25 | 900 | 0.10003 | 395.5618 | 0.0098915
2017-07-08 23:45 | 18.7 | 0 | 1014.3672 | 0 | 0 | 23.9999 | 0 | 761.0681 | 20 | 24 | 19.6791 | 0 | 0 | 0 | 0 | 18.0393 | 0 | 0 | 0 | 0 | 1179326.519 | 799004.1329 | 332826.1534 | 7470 | 40026.2329 | 203221.4168 | 0 | 90000 | 129604.7365 | 0.25 | 900 | 0.099218 | 369.8068 | 0.0091728
2017-07-09 | 18.4 | 0 | 1014.3672 | 0 | 0 | 24 | 0 | 691.5642 | 20 | 24 | 19.3369 | 0 | 0 | 0 | 0 | 17.7011 | 0 | 0 | 0 | 0 | 1157542.264 | 799004.1329 | 311041.8982 | 7470 | 40026.2329 | 185003.9622 | 0 | 90000 | 126037.936 | 0.25 | 900 | 0.099218 | 345.6021 | 0.0085724

## Details_2025-08-05
datetime | Environment:Site Outdoor Air Drybulb Temperature [C](TimeStep) | Environment:Site Direct Solar Radiation Rate per Area [W/m2](TimeStep) | LIVING_UNIT1:Zone Total Internal Total Heating Rate [W](TimeStep) | GARAGE1:Zone Total Internal Total Heating Rate [W](TimeStep) | ATTIC_UNIT1:Zone Total Internal Total Heating Rate [W](TimeStep) | LIVING_UNIT1:Zone Air Temperature [C](TimeStep) | LIVING_UNIT1:Zone Air System Sensible Heating Rate [W](TimeStep) | LIVING_UNIT1:Zone Air System Sensible Cooling Rate [W](TimeStep) | LIVING_UNIT1:Zone Thermostat Heating Setpoint Temperature [C](TimeStep) | LIVING_UNIT1:Zone Thermostat Cooling Setpoint Temperature [C](TimeStep) | GARAGE1:Zone Air Temperature [C](TimeStep) | GARAGE1:Zone Air System Sensible Heating Rate [W](TimeStep) | GARAGE1:Zone Air System Sensible Cooling Rate [W](TimeStep) | GARAGE1:Zone Thermostat Heating Setpoint Temperature [C](TimeStep) | GARAGE1:Zone Thermostat Cooling Setpoint Temperature [C](TimeStep) | ATTIC_UNIT1:Zone Air Temperature [C](TimeStep) | ATTIC_UNIT1:Zone Air System Sensible Heating Rate [W](TimeStep) | ATTIC_UNIT1:Zone Air System Sensible Cooling Rate [W](TimeStep) | ATTIC_UNIT1:Zone Thermostat Heating Setpoint Temperature [C](TimeStep) | ATTIC_UNIT1:Zone Thermostat Cooling Setpoint Temperature [C](TimeStep) | Electricity:Facility [J](TimeStep) | Electricity:Building [J](TimeStep) | Electricity:HVAC [J](TimeStep) | Electricity:Plant [J](TimeStep) | ExteriorLights:Electricity [J](TimeStep) | Cooling:Electricity [J](TimeStep) | Heating:Electricity [J](TimeStep) | Ventilation:Fans:Electricity [J](TimeStep) | Fans:Electricity [J](TimeStep) | dt_hours | dt_seconds | current_price | P_total_W | step_cost_real
2017-08-05 | 20.3 | 0 | 1011.2128 | 0 | 0 | 23.9986 | 0 | 773.2838 | 20 | 24 | 20.4841 | 0 | 0 | 0 | 0 | 18.6179 | 0 | 0 | 0 | 0 | 1477403.391 | 787730.259 | 356328.9059 | 293317.9929 | 40026.2329 | 0 | 0 | 90000 | 0 | 0.25 | 900 | 0.01414 | 0 | 0
2017-08-05 00:15 | 20.35 | 0 | 874.5602 | 0 | 0 | 23.9984 | 0 | 694.4478 | 20 | 24 | 20.2802 | 0 | 0 | 0 | 0 | 18.7102 | 0 | 0 | 0 | 0 | 1291402.165 | 618068.3051 | 333387.4029 | 300585.0348 | 39361.422 | 195692.5585 | 0 | 90000 | 137694.8444 | 0.25 | 900 | 0.013455 | 370.4304 | 0.001246
2017-08-05 00:30 | 20.4 | 0 | 874.5602 | 0 | 0 | 23.9982 | 0 | 641.5301 | 20 | 24 | 20.1266 | 0 | 0 | 0 | 0 | 18.9737 | 0 | 0 | 0 | 0 | 1283450.75 | 618068.3051 | 318455.7329 | 307565.2895 | 39361.422 | 183223.3223 | 0 | 90000 | 135232.4106 | 0.25 | 900 | 0.01277 | 353.8397 | 0.0011296
2017-08-05 00:45 | 20.45 | 0 | 874.5602 | 0 | 0 | 23.9982 | 0 | 596.9889 | 20 | 24 | 20.0254 | 0 | 0 | 0 | 0 | 19.2169 | 0 | 0 | 0 | 0 | 1277559.442 | 618068.3051 | 305913.5876 | 314216.1274 | 39361.422 | 172748.481 | 0 | 90000 | 133165.1066 | 0.25 | 900 | 0.012085 | 339.904 | 0.0010269
2017-08-05 01:00 | 20.5 | 0 | 874.5602 | 0 | 0 | 23.9986 | 0 | 558.1352 | 20 | 24 | 19.9724 | 0 | 0 | 0 | 0 | 19.4214 | 0 | 0 | 0 | 0 | 1272903.042 | 618068.3051 | 294825.6493 | 320647.6652 | 39361.422 | 163485.1659 | 0 | 90000 | 131340.4835 | 0.25 | 900 | 0.0114 | 327.5841 | 0.00093361
2017-08-05 01:15 | 20.5 | 0 | 835.8728 | 0 | 0 | 23.9943 | 0 | 510.359 | 20 | 24 | 19.9564 | 0 | 0 | 0 | 0 | 19.5684 | 0 | 0 | 0 | 0 | 1082044.716 | 565217.8601 | 276600.0686 | 200865.3648 | 39361.422 | 151427.0164 | 0 | 90000 | 125173.0522 | 0.25 | 900 | 0.011492 | 307.3334 | 0.00088301
2017-08-05 01:30 | 20.5 | 0 | 835.8728 | 0 | 0 | 23.9994 | 0 | 455.7467 | 20 | 24 | 19.9572 | 0 | 0 | 0 | 0 | 19.6924 | 0 | 0 | 0 | 0 | 865843.1803 | 565217.8601 | 253793.8982 | 7470 | 39361.422 | 137285.8739 | 0 | 90000 | 116508.0243 | 0.25 | 900 | 0.011585 | 281.9932 | 0.00081672
2017-08-05 01:45 | 20.5 | 0 | 835.8728 | 0 | 0 | 23.9952 | 0 | 429.0584 | 20 | 24 | 19.9644 | 0 | 0 | 0 | 0 | 19.7664 | 0 | 0 | 0 | 0 | 857900.5409 | 565217.8601 | 245851.2588 | 7470 | 39361.422 | 130644.4232 | 0 | 90000 | 115206.8356 | 0.25 | 900 | 0.011678 | 273.1681 | 0.00079748
2017-08-05 02:00 | 20.5 | 0 | 835.8728 | 0 | 0 | 23.9972 | 0 | 378.8669 | 20 | 24 | 19.9697 | 0 | 0 | 0 | 0 | 19.8711 | 0 | 0 | 0 | 0 | 841365.0198 | 565217.8601 | 229315.7377 | 7470 | 39361.422 | 116794.6836 | 0 | 90000 | 112521.0541 | 0.25 | 900 | 0.01177 | 254.7953 | 0.00074974
2017-08-05 02:15 | 20.35 | 0 | 824.0018 | 0 | 0 | 23.9975 | 0 | 352.2717 | 20 | 24 | 19.967 | 0 | 0 | 0 | 0 | 19.8382 | 0 | 0 | 0 | 0 | 815179.2904 | 547654.6132 | 220693.2552 | 7470 | 39361.422 | 109583.4263 | 0 | 90000 | 111109.8289 | 0.25 | 900 | 0.013277 | 245.2147 | 0.00081396
2017-08-05 02:30 | 20.2 | 0 | 824.0018 | 0 | 0 | 23.9975 | 0 | 318.8999 | 20 | 24 | 19.9545 | 0 | 0 | 0 | 0 | 19.7499 | 0 | 0 | 0 | 0 | 804182.3618 | 547654.6132 | 209696.3267 | 7470 | 39361.422 | 100382.177 | 0 | 90000 | 109314.1496 | 0.25 | 900 | 0.014785 | 232.9959 | 0.00086121
2017-08-05 02:45 | 20.05 | 0 | 824.0018 | 0 | 0 | 23.9975 | 0 | 290.6683 | 20 | 24 | 19.9318 | 0 | 0 | 0 | 0 | 19.6532 | 0 | 0 | 0 | 0 | 794975.0517 | 547654.6132 | 200489.0165 | 7470 | 39361.422 | 92681.8844 | 0 | 90000 | 107807.1321 | 0.25 | 900 | 0.016293 | 222.7656 | 0.00090735
2017-08-05 03:00 | 19.9 | 0 | 824.0018 | 0 | 0 | 23.9975 | 0 | 264.776 | 20 | 24 | 19.8994 | 0 | 0 | 0 | 0 | 19.5475 | 0 | 0 | 0 | 0 | 786554.6769 | 547654.6132 | 192068.6417 | 7470 | 39361.422 | 85640.8169 | 0 | 90000 | 106427.8248 | 0.25 | 900 | 0.0178 | 213.4096 | 0.00094967
2017-08-05 03:15 | 19.975 | 0 | 815.3182 | 0 | 0 | 24.0009 | 0 | 241.5704 | 20 | 24 | 19.8657 | 0 | 0 | 0 | 0 | 19.5663 | 0 | 0 | 0 | 0 | 766444.2825 | 534376.742 | 185236.1185 | 7470 | 39361.422 | 79930.3802 | 0 | 90000 | 105305.7383 | 0.25 | 900 | 0.023447 | 205.8179 | 0.0012065
2017-08-05 03:30 | 20.05 | 0 | 815.3182 | 0 | 0 | 24.0004 | 0 | 212.2532 | 20 | 24 | 19.8476 | 0 | 0 | 0 | 0 | 19.6602 | 0 | 0 | 0 | 0 | 757156.5122 | 534376.742 | 175948.3481 | 7470 | 39361.422 | 72154.1154 | 0 | 90000 | 103794.2328 | 0.25 | 900 | 0.029095 | 195.4982 | 0.001422
2017-08-05 03:45 | 20.125 | 0 | 815.3182 | 0 | 0 | 24.0072 | 0 | 188.5868 | 20 | 24 | 19.8484 | 0 | 0 | 0 | 0 | 19.7931 | 0 | 0 | 0 | 0 | 749417.2287 | 534376.742 | 168209.0647 | 7470 | 39361.422 | 65671.9556 | 0 | 90000 | 102537.109 | 0.25 | 900 | 0.034743 | 186.899 | 0.0016233
2017-08-05 04:00 | 20.2 | 0 | 815.3182 | 0 | 0 | 24.0046 | 0 | 195.282 | 20 | 24 | 19.8482 | 0 | 0 | 0 | 0 | 19.8902 | 0 | 0 | 0 | 0 | 753334.9942 | 534376.742 | 172126.8302 | 7470 | 39361.422 | 68975.5294 | 0 | 90000 | 103151.3008 | 0.25 | 900 | 0.04039 | 191.252 | 0.0019312
2017-08-05 04:15 | 19.85 | 0 | 852.3875 | 0 | 0 | 23.9963 | 0 | 182.9624 | 20 | 24 | 19.8201 | 0 | 0 | 0 | 0 | 19.6792 | 0 | 0 | 0 | 0 | 783827.866 | 568947.5245 | 167162.5049 | 7470 | 40247.8366 | 64816.8752 | 0 | 90000 | 102345.6296 | 0.25 | 900 | 0.03859 | 185.7361 | 0.0017919
2017-08-05 04:30 | 19.5 | 0 | 852.3875 | 0 | 0 | 23.9979 | 0 | 151.7287 | 20 | 24 | 19.7653 | 0 | 0 | 0 | 0 | 19.3889 | 0 | 0 | 0 | 0 | 770895.2909 | 568947.5245 | 154229.9298 | 7470 | 40247.8366 | 53960.9239 | 0 | 90000 | 100269.0059 | 0.25 | 900 | 0.03679 | 171.3666 | 0.0015761
2017-08-05 04:45 | 19.15 | 0 | 852.3875 | 0 | 0 | 23.9981 | 0 | 144.8228 | 20 | 24 | 19.6955 | 0 | 0 | 0 | 0 | 19.1153 | 0 | 0 | 0 | 0 | 767475.4295 | 568947.5245 | 150810.0684 | 7470 | 40247.8366 | 51094.7871 | 0 | 90000 | 99715.2812 | 0.25 | 900 | 0.03499 | 167.5667 | 0.0014658
2017-08-05 05:00 | 18.8 | 0 | 852.3875 | 0 | 0 | 23.9952 | 0 | 126.5955 | 20 | 24 | 19.6192 | 0 | 0 | 0 | 0 | 18.8525 | 0 | 0 | 0 | 0 | 759507.7148 | 568947.5245 | 142842.3537 | 7470 | 40247.8366 | 44405.7965 | 0 | 90000 | 98436.5572 | 0.25 | 900 | 0.03319 | 158.7137 | 0.0013169
2017-08-05 05:15 | 18.575 | 0 | 976.5868 | 0 | 0 | 23.9945 | 0 | 129.3285 | 20 | 24 | 19.5381 | 0 | 0 | 0 | 0 | 18.652 | 0 | 0 | 0 | 0 | 891827.8622 | 699104.1129 | 143565.4891 | 7470 | 41688.2603 | 45019.0758 | 0 | 90000 | 98546.4133 | 0.25 | 900 | 0.03496 | 159.5172 | 0.0013942
2017-08-05 05:30 | 18.35 | 10 | 976.5868 | 0 | 0 | 23.9947 | 0 | 149.4642 | 20 | 24 | 19.4492 | 0 | 0 | 0 | 0 | 18.4757 | 0 | 0 | 0 | 0 | 899599.2867 | 699104.1129 | 151336.9135 | 7470 | 41688.2603 | 51556.3478 | 0 | 90000 | 99780.5658 | 0.25 | 900 | 0.03673 | 168.1521 | 0.0015441
2017-08-05 05:45 | 18.125 | 60.25 | 976.5868 | 0 | 0 | 23.995 | 0 | 185.788 | 20 | 24 | 19.3513 | 0 | 0 | 0 | 0 | 18.2965 | 0 | 0 | 0 | 0 | 913952.6385 | 699104.1129 | 165690.2654 | 7470 | 41688.2603 | 63626.6499 | 0 | 90000 | 102063.6155 | 0.25 | 900 | 0.0385 | 184.1003 | 0.001772
2017-08-05 06:00 | 17.9 | 110.5 | 976.5868 | 0 | 0 | 23.9955 | 0 | 233.9388 | 20 | 24 | 19.2456 | 0 | 0 | 0 | 0 | 18.1151 | 0 | 0 | 0 | 0 | 933021.0645 | 699104.1129 | 184758.6913 | 7470 | 41688.2603 | 79660.6215 | 0 | 90000 | 105098.0699 | 0.25 | 900 | 0.04027 | 205.2874 | 0.0020667
2017-08-05 06:15 | 18.225 | 160.75 | 1083.841 | 0 | 0 | 24.0055 | 0 | 328.9049 | 20 | 24 | 19.1563 | 0 | 0 | 0 | 0 | 18.1984 | 0 | 0 | 0 | 0 | 1074976.497 | 840351.5442 | 224052.5017 | 7470 | 3102.4511 | 112695.9854 | 0 | 90000 | 111356.5163 | 0.25 | 900 | 0.040565 | 248.9472 | 0.0025246
2017-08-05 06:30 | 18.55 | 211 | 1083.841 | 0 | 0 | 24.0056 | 0 | 471.0379 | 20 | 24 | 19.1098 | 0 | 0 | 0 | 0 | 18.4259 | 0 | 0 | 0 | 0 | 1132967.467 | 840351.5442 | 282043.4714 | 7470 | 3102.4511 | 161449.3491 | 0 | 90000 | 120594.1223 | 0.25 | 900 | 0.04086 | 313.3816 | 0.0032012
2017-08-05 06:45 | 18.875 | 260 | 1083.841 | 0 | 0 | 24.0049 | 0 | 590.3716 | 20 | 24 | 19.1171 | 0 | 0 | 0 | 0 | 18.6633 | 0 | 0 | 0 | 0 | 1180718.352 | 840351.5442 | 329794.3563 | 7470 | 3102.4511 | 201587.5083 | 0 | 90000 | 128206.848 | 0.25 | 900 | 0.041155 | 366.4382 | 0.0037702
2017-08-05 07:00 | 19.2 | 309 | 1083.841 | 0 | 0 | 24.0036 | 0 | 720.4818 | 20 | 24 | 19.173 | 0 | 0 | 0 | 0 | 18.9056 | 0 | 0 | 0 | 0 | 1231221.603 | 840351.5442 | 380297.6077 | 7470 | 3102.4511 | 244028.3378 | 0 | 90000 | 136269.27 | 0.25 | 900 | 0.04145 | 422.5529 | 0.0043787
2017-08-05 07:15 | 19.45 | 358 | 1091.9361 | 0 | 0 | 23.9949 | 0 | 822.8422 | 20 | 24 | 19.2631 | 0 | 0 | 0 | 0 | 19.1941 | 0 | 0 | 0 | 0 | 1361676.949 | 932617.0622 | 418819.8408 | 7470 | 2770.0456 | 276383.8389 | 0 | 90000 | 142436.0019 | 0.25 | 900 | 0.039773 | 465.3554 | 0.0046271
2017-08-05 07:30 | 19.7 | 407 | 1091.9361 | 0 | 0 | 23.9934 | 0 | 920.0749 | 20 | 24 | 19.3738 | 0 | 0 | 0 | 0 | 19.4879 | 0 | 0 | 0 | 0 | 1396499.007 | 932617.0622 | 453641.8996 | 7470 | 2770.0456 | 305613.5256 | 0 | 90000 | 148028.374 | 0.25 | 900 | 0.038095 | 504.0466 | 0.0048004
2017-08-05 07:45 | 19.95 | 404.25 | 1091.9361 | 0 | 0 | 23.9938 | 0 | 992.4448 | 20 | 24 | 19.4947 | 0 | 0 | 0 | 0 | 19.7557 | 0 | 0 | 0 | 0 | 1420947.523 | 932617.0622 | 478090.4152 | 7470 | 2770.0456 | 326114.3043 | 0 | 90000 | 151976.1108 | 0.25 | 900 | 0.036417 | 531.2116 | 0.0048363
2017-08-05 08:00 | 20.2 | 401.5 | 1091.9361 | 0 | 0 | 23.9943 | 0 | 1048.3871 | 20 | 24 | 19.6212 | 0 | 0 | 0 | 0 | 20.0134 | 0 | 0 | 0 | 0 | 1438871.396 | 932617.0622 | 496014.2885 | 7470 | 2770.0456 | 341127.3696 | 0 | 90000 | 154886.9189 | 0.25 | 900 | 0.03474 | 551.127 | 0.0047865
2017-08-05 08:15 | 20.525 | 398.75 | 792.0375 | 0 | 0 | 23.9992 | 0 | 960.3155 | 20 | 24 | 19.7501 | 0 | 0 | 0 | 0 | 20.3101 | 0 | 0 | 0 | 0 | 1296949.168 | 825932.8334 | 462327.5145 | 7470 | 1218.8201 | 312784.6302 | 0 | 90000 | 149542.8843 | 0.25 | 900 | 0.026472 | 513.6972 | 0.0033997
2017-08-05 08:30 | 20.85 | 396 | 792.0375 | 0 | 0 | 23.9995 | 0 | 1015.8339 | 20 | 24 | 19.8755 | 0 | 0 | 0 | 0 | 20.6064 | 0 | 0 | 0 | 0 | 1315657.847 | 825932.8334 | 481036.1936 | 7470 | 1218.8201 | 328460.8089 | 0 | 90000 | 152575.3846 | 0.25 | 900 | 0.018205 | 534.4847 | 0.0024326
2017-08-05 08:45 | 21.175 | 408.5 | 792.0375 | 0 | 0 | 23.9994 | 0 | 1067.1647 | 20 | 24 | 19.9928 | 0 | 0 | 0 | 0 | 20.8973 | 0 | 0 | 0 | 0 | 1332603.206 | 825932.8334 | 497981.5524 | 7470 | 1218.8201 | 342681.7033 | 0 | 90000 | 155299.8491 | 0.25 | 900 | 0.0099375 | 553.3128 | 0.0013746
2017-08-05 09:00 | 21.5 | 421 | 792.0375 | 0 | 0 | 23.9992 | 0 | 1124.6383 | 20 | 24 | 20.1011 | 0 | 0 | 0 | 0 | 21.1871 | 0 | 0 | 0 | 0 | 1352187 | 825932.8334 | 517565.3467 | 7470 | 1218.8201 | 359255.8333 | 0 | 90000 | 158309.5135 | 0.25 | 900 | 0.00167 | 575.0726 | 0.00024009
2017-08-05 09:15 | 21.525 | 433.5 | 668.5376 | 0 | 0 | 23.997 | 0 | 1120.97 | 20 | 24 | 20.1783 | 0 | 0 | 0 | 0 | 21.2416 | 0 | 0 | 0 | 0 | 1313089.374 | 788287.8251 | 516500.5349 | 7470 | 831.0137 | 358321.3098 | 0 | 90000 | 158179.2251 | 0.25 | 900 | 0.000615 | 573.8895 | 8.8236e-05
2017-08-05 09:30 | 21.55 | 446 | 668.5376 | 0 | 0 | 23.9968 | 0 | 1157.4397 | 20 | 24 | 20.2248 | 0 | 0 | 0 | 0 | 21.2616 | 0 | 0 | 0 | 0 | 1321905.742 | 788287.8251 | 525316.9037 | 7470 | 831.0137 | 365682.004 | 0 | 90000 | 159634.8997 | 0.25 | 900 | -0.00044 | 583.6854 | -6.4205e-05
2017-08-05 09:45 | 21.575 | 466.75 | 668.5376 | 0 | 0 | 23.9966 | 0 | 1218.6256 | 20 | 24 | 20.2522 | 0 | 0 | 0 | 0 | 21.2886 | 0 | 0 | 0 | 0 | 1338986.268 | 788287.8251 | 542397.4295 | 7470 | 831.0137 | 379981.5191 | 0 | 90000 | 162415.9104 | 0.25 | 900 | -0.001495 | 602.6638 | -0.00022525
2017-08-05 10:00 | 21.6 | 487.5 | 668.5376 | 0 | 0 | 23.9964 | 0 | 1268.5001 | 20 | 24 | 20.2695 | 0 | 0 | 0 | 0 | 21.3123 | 0 | 0 | 0 | 0 | 1351870.543 | 788287.8251 | 555281.7044 | 7470 | 831.0137 | 390752.7684 | 0 | 90000 | 164528.9361 | 0.25 | 900 | -0.00255 | 616.9797 | -0.00039332
2017-08-05 10:15 | 21.9 | 508.25 | 670.6812 | 0 | 0 | 24.0009 | 0 | 1323.5268 | 20 | 24 | 20.2937 | 0 | 0 | 0 | 0 | 21.5347 | 0 | 0 | 0 | 0 | 1387800.262 | 808192.2734 | 571306.9747 | 7470 | 831.0137 | 404335.0744 | 0 | 90000 | 166971.9003 | 0.25 | 900 | -0.0035575 | 634.7855 | -0.00056456
2017-08-05 10:30 | 22.2 | 529 | 670.6812 | 0 | 0 | 24.0001 | 0 | 1388.6652 | 20 | 24 | 20.3299 | 0 | 0 | 0 | 0 | 21.7838 | 0 | 0 | 0 | 0 | 1407777.029 | 808192.2734 | 591283.7422 | 7470 | 831.0137 | 421254.1679 | 0 | 90000 | 170029.5743 | 0.25 | 900 | -0.004565 | 656.9819 | -0.00074978
2017-08-05 10:45 | 22.5 | 515.25 | 670.6812 | 0 | 0 | 23.9991 | 0 | 1409.5309 | 20 | 24 | 20.3755 | 0 | 0 | 0 | 0 | 22.0251 | 0 | 0 | 0 | 0 | 1412909.799 | 808192.2734 | 596416.5118 | 7470 | 831.0137 | 425708.1984 | 0 | 90000 | 170708.3134 | 0.25 | 900 | -0.0055725 | 662.685 | -0.0009232
2017-08-05 11:00 | 22.8 | 501.5 | 670.6812 | 0 | 0 | 23.9981 | 0 | 1418.3997 | 20 | 24 | 20.4254 | 0 | 0 | 0 | 0 | 22.2651 | 0 | 0 | 0 | 0 | 1414217.575 | 808192.2734 | 597724.2878 | 7470 | 831.0137 | 426954.0026 | 0 | 90000 | 170770.2852 | 0.25 | 900 | -0.00658 | 664.1381 | -0.0010925
2017-08-05 11:15 | 23.15 | 487.75 | 677.401 | 0 | 0 | 23.9962 | 0 | 1413.2433 | 20 | 24 | 20.4962 | 0 | 0 | 0 | 0 | 22.565 | 0 | 0 | 0 | 0 | 1426381.965 | 822532.1806 | 595548.771 | 7470 | 831.0137 | 425314.12 | 0 | 90000 | 170234.651 | 0.25 | 900 | -0.008485 | 661.7209 | -0.0014037
2017-08-05 11:30 | 23.5 | 474 | 677.401 | 0 | 0 | 23.9956 | 0 | 1397.3153 | 20 | 24 | 20.5763 | 0 | 0 | 0 | 0 | 22.8712 | 0 | 0 | 0 | 0 | 1420818.403 | 822532.1806 | 589985.2088 | 7470 | 831.0137 | 420822.1855 | 0 | 90000 | 169163.0234 | 0.25 | 900 | -0.01039 | 655.5391 | -0.0017028
2017-08-05 11:45 | 23.85 | 462.75 | 677.401 | 0 | 0 | 23.9952 | 0 | 1380.1418 | 20 | 24 | 20.6853 | 0 | 0 | 0 | 0 | 23.1796 | 0 | 0 | 0 | 0 | 1416823.041 | 822532.1806 | 585989.8465 | 7470 | 831.0137 | 417680.814 | 0 | 90000 | 168309.0324 | 0.25 | 900 | -0.012295 | 651.0998 | -0.0020013
2017-08-05 12:00 | 24.2 | 451.5 | 677.401 | 0 | 0 | 23.995 | 0 | 1362.4296 | 20 | 24 | 20.7917 | 0 | 0 | 0 | 0 | 23.4952 | 0 | 0 | 0 | 0 | 1412593.76 | 822532.1806 | 581760.5661 | 7470 | 831.0137 | 414344.5423 | 0 | 90000 | 167416.0239 | 0.25 | 900 | -0.0142 | 646.4006 | -0.0022947
2017-08-05 12:15 | 24.475 | 440.25 | 676.542 | 0 | 0 | 23.9952 | 0 | 1338.8776 | 20 | 24 | 20.8835 | 0 | 0 | 0 | 0 | 23.7471 | 0 | 0 | 0 | 0 | 1391958.736 | 808906.6236 | 574751.0989 | 7470 | 831.0137 | 408617.5184 | 0 | 90000 | 166133.5805 | 0.25 | 900 | -0.019475 | 638.6123 | -0.0031092
2017-08-05 12:30 | 24.75 | 429 | 676.542 | 0 | 0 | 23.995 | 0 | 1323.3394 | 20 | 24 | 20.9655 | 0 | 0 | 0 | 0 | 23.9931 | 0 | 0 | 0 | 0 | 1388545.468 | 808906.6236 | 571337.8307 | 7470 | 831.0137 | 405931.0639 | 0 | 90000 | 165406.7668 | 0.25 | 900 | -0.02475 | 634.8198 | -0.0039279
2017-08-05 12:45 | 25.025 | 431 | 676.542 | 0 | 0 | 23.9946 | 0 | 1311.1208 | 20 | 24 | 21.0446 | 0 | 0 | 0 | 0 | 24.2418 | 0 | 0 | 0 | 0 | 1386221.474 | 808906.6236 | 569013.8362 | 7470 | 831.0137 | 404161.8759 | 0 | 90000 | 164851.9604 | 0.25 | 900 | -0.030025 | 632.2376 | -0.0047457
2017-08-05 13:00 | 25.3 | 433 | 676.542 | 0 | 0 | 23.9941 | 0 | 1315.0121 | 20 | 24 | 21.1253 | 0 | 0 | 0 | 0 | 24.4904 | 0 | 0 | 0 | 0 | 1389460.313 | 808906.6236 | 572252.6754 | 7470 | 831.0137 | 407092.0278 | 0 | 90000 | 165160.6475 | 0.25 | 900 | -0.0353 | 635.8363 | -0.0056113
2017-08-05 13:15 | 25.4 | 435 | 673.3725 | 0 | 0 | 23.9917 | 0 | 1328.549 | 20 | 24 | 21.1967 | 0 | 0 | 0 | 0 | 24.6188 | 0 | 0 | 0 | 0 | 1378138.349 | 792465.4424 | 577371.8933 | 7470 | 831.0137 | 411481.2427 | 0 | 90000 | 165890.6506 | 0.25 | 900 | -0.032915 | 641.5243 | -0.0052789
2017-08-05 13:30 | 25.5 | 437 | 673.3725 | 0 | 0 | 23.9912 | 0 | 1341.8967 | 20 | 24 | 21.2514 | 0 | 0 | 0 | 0 | 24.7255 | 0 | 0 | 0 | 0 | 1674634.054 | 792465.4424 | 591515.8129 | 289821.7851 | 831.0137 | 415287.3607 | 0 | 90000 | 176228.4523 | 0.25 | 900 | -0.03053 | 657.2398 | -0.0050164
2017-08-05 13:45 | 25.6 | 435.25 | 673.3725 | 0 | 0 | 23.9927 | 0 | 1532.1094 | 20 | 24 | 21.6825 | 0 | 0 | 0 | 0 | 25.1967 | 0 | 0 | 0 | 0 | 1743601.839 | 792465.4424 | 652967.1378 | 297338.2451 | 831.0137 | 467234.4005 | 0 | 90000 | 185732.7373 | 0.25 | 900 | -0.028145 | 725.519 | -0.0051049
2017-08-05 14:00 | 25.7 | 433.5 | 673.3725 | 0 | 0 | 23.9952 | 0 | 1599.5825 | 20 | 24 | 22.5689 | 0 | 0 | 0 | 0 | 25.8917 | 0 | 0 | 0 | 0 | 1772517.31 | 792465.4424 | 674433.0231 | 304787.8309 | 831.0137 | 485417.0776 | 0 | 90000 | 189015.9455 | 0.25 | 900 | -0.02576 | 749.37 | -0.0048259
2017-08-05 14:15 | 25.75 | 431.75 | 684.0497 | 0 | 0 | 23.9963 | 0 | 1660.0737 | 20 | 24 | 24.1004 | 0 | 0 | 0 | 0 | 26.2874 | 0 | 0 | 0 | 0 | 1799241.732 | 793774.0274 | 692784.0804 | 311852.6102 | 831.0137 | 500924.7719 | 0 | 90000 | 191859.3085 | 0.25 | 900 | -0.022995 | 769.7601 | -0.0044252
2017-08-05 14:30 | 25.8 | 430 | 684.0497 | 0 | 0 | 23.9965 | 0 | 1715.1275 | 20 | 24 | 25.6142 | 0 | 0 | 0 | 0 | 26.6316 | 0 | 0 | 0 | 0 | 1822325.217 | 793774.0274 | 709067.1352 | 318653.0409 | 831.0137 | 514686.4552 | 0 | 90000 | 194380.68 | 0.25 | 900 | -0.02023 | 787.8524 | -0.0039846
2017-08-05 14:45 | 25.85 | 423 | 684.0497 | 0 | 0 | 23.9958 | 0 | 1757.135 | 20 | 24 | 26.9852 | 0 | 0 | 0 | 0 | 26.7802 | 0 | 0 | 0 | 0 | 1840645.738 | 793774.0274 | 720813.3678 | 325227.3295 | 831.0137 | 524616.2717 | 0 | 90000 | 196197.0962 | 0.25 | 900 | -0.017465 | 800.9037 | -0.0034969
2017-08-05 15:00 | 25.9 | 416 | 684.0497 | 0 | 0 | 23.995 | 0 | 1790.9574 | 20 | 24 | 28.5582 | 0 | 0 | 0 | 0 | 26.832 | 0 | 0 | 0 | 0 | 1678869.299 | 793774.0274 | 724514.8234 | 159749.4344 | 831.0137 | 532075.4272 | 0 | 90000 | 192439.3962 | 0.25 | 900 | -0.0147 | 805.0165 | -0.0029584
2017-08-05 15:15 | 25.875 | 409 | 750.6917 | 0 | 0 | 23.9938 | 0 | 1831.4431 | 20 | 24 | 29.2969 | 0 | 0 | 0 | 0 | 26.8076 | 0 | 0 | 0 | 0 | 1597955.972 | 859693.7641 | 729351.7845 | 7470 | 1440.4237 | 539961.8326 | 0 | 90000 | 189389.9519 | 0.25 | 900 | -0.014563 | 810.3909 | -0.0029503
2017-08-05 15:30 | 25.85 | 402 | 750.6917 | 0 | 0 | 23.9904 | 0 | 1668.0144 | 20 | 24 | 29.4462 | 0 | 0 | 0 | 0 | 26.4228 | 0 | 0 | 0 | 0 | 1544056.212 | 859693.7641 | 675452.0241 | 7470 | 1440.4237 | 494378.3483 | 0 | 90000 | 181073.6758 | 0.25 | 900 | -0.014425 | 750.5022 | -0.0027065
2017-08-05 15:45 | 25.825 | 397.25 | 750.6917 | 0 | 0 | 23.9935 | 0 | 1621.6796 | 20 | 24 | 28.6757 | 0 | 0 | 0 | 0 | 25.8098 | 0 | 0 | 0 | 0 | 1524266.509 | 859693.7641 | 655662.3208 | 7470 | 1440.4237 | 477579.0064 | 0 | 90000 | 178083.3144 | 0.25 | 900 | -0.014287 | 728.5137 | -0.0026022
2017-08-05 16:00 | 25.8 | 392.5 | 750.6917 | 0 | 0 | 23.9967 | 0 | 1588.5377 | 20 | 24 | 27.2588 | 0 | 0 | 0 | 0 | 25.5793 | 0 | 0 | 0 | 0 | 1509409.371 | 859693.7641 | 640805.183 | 7470 | 1440.4237 | 464951.8781 | 0 | 90000 | 175853.305 | 0.25 | 900 | -0.01415 | 712.0058 | -0.0025187
2017-08-05 16:15 | 25.625 | 387.75 | 975.695 | 0 | 0 | 23.9968 | 0 | 1621.3257 | 20 | 24 | 25.5049 | 0 | 0 | 0 | 0 | 25.1654 | 0 | 0 | 0 | 0 | 1735107.881 | 1080092.228 | 644443.2019 | 7470 | 3102.4511 | 467790.1655 | 0 | 90000 | 176653.0364 | 0.25 | 900 | -0.01104 | 716.048 | -0.0019763
2017-08-05 16:30 | 25.45 | 383 | 975.695 | 0 | 0 | 23.9964 | 0 | 1605.1779 | 20 | 24 | 24.5181 | 0 | 0 | 0 | 0 | 24.8842 | 0 | 0 | 0 | 0 | 1725600.383 | 1080092.228 | 634935.7047 | 7470 | 3102.4511 | 459567.2928 | 0 | 90000 | 175368.4118 | 0.25 | 900 | -0.00793 | 705.4841 | -0.0013986
2017-08-05 16:45 | 25.275 | 379 | 975.695 | 0 | 0 | 23.9959 | 0 | 1580.5779 | 20 | 24 | 23.6812 | 0 | 0 | 0 | 0 | 24.6412 | 0 | 0 | 0 | 0 | 1714053.614 | 1080092.228 | 623388.9353 | 7470 | 3102.4511 | 449639.6371 | 0 | 90000 | 173749.2982 | 0.25 | 900 | -0.00482 | 692.6544 | -0.00083465
2017-08-05 17:00 | 25.1 | 375 | 975.695 | 0 | 0 | 23.9925 | 0 | 1730.4181 | 20 | 24 | 23.1992 | 0 | 0 | 0 | 0 | 24.6315 | 0 | 0 | 0 | 0 | 1755707.718 | 1080092.228 | 665043.0388 | 7470 | 3102.4511 | 484554.2481 | 0 | 90000 | 180488.7907 | 0.25 | 900 | -0.00171 | 738.9367 | -0.0003159
2017-08-05 17:15 | 24.975 | 371 | 1310.8667 | 0 | 0 | 23.986 | 0 | 1861.8269 | 20 | 24 | 23.317 | 0 | 0 | 0 | 0 | 24.8784 | 0 | 0 | 0 | 0 | 2067318.612 | 1355757.16 | 699770.1816 | 7470 | 4321.2711 | 513630.273 | 0 | 90000 | 186139.9087 | 0.25 | 900 | -0.000955 | 777.5224 | -0.00018563
2017-08-05 17:30 | 24.85 | 367 | 1310.8667 | 0 | 0 | 23.9913 | 0 | 1876.2023 | 20 | 24 | 23.7162 | 0 | 0 | 0 | 0 | 24.8705 | 0 | 0 | 0 | 0 | 2068417.18 | 1355757.16 | 700868.7489 | 7470 | 4321.2711 | 514395.3695 | 0 | 90000 | 186473.3794 | 0.25 | 900 | -0.0002 | 778.7431 | -3.8937e-05
2017-08-05 17:45 | 24.725 | 324.25 | 1310.8667 | 0 | 0 | 23.9938 | 0 | 1822.1169 | 20 | 24 | 24.2595 | 0 | 0 | 0 | 0 | 25.0252 | 0 | 0 | 0 | 0 | 2050360.026 | 1355757.16 | 682811.5958 | 7470 | 4321.2711 | 499050.0452 | 0 | 90000 | 183761.5506 | 0.25 | 900 | 0.000555 | 758.6796 | 0.00010527
2017-08-05 18:00 | 24.6 | 281.5 | 1310.8667 | 0 | 0 | 23.9939 | 0 | 1759.2314 | 20 | 24 | 25.0047 | 0 | 0 | 0 | 0 | 25.0372 | 0 | 0 | 0 | 0 | 2030357.95 | 1355757.16 | 662809.5193 | 7470 | 4321.2711 | 482087.0758 | 0 | 90000 | 180722.4435 | 0.25 | 900 | 0.00131 | 736.455 | 0.00024119
2017-08-05 18:15 | 24.35 | 238.75 | 1532.4859 | 0 | 0 | 23.9917 | 0 | 1800.1701 | 20 | 24 | 25.4522 | 0 | 0 | 0 | 0 | 24.8309 | 0 | 0 | 0 | 0 | 2168520.635 | 1444214.916 | 672100.4081 | 7470 | 44735.3104 | 489665.3284 | 0 | 90000 | 182435.0798 | 0.25 | 900 | 0.015548 | 746.7782 | 0.0029026
2017-08-05 18:30 | 24.1 | 196 | 1532.4859 | 0 | 0 | 23.993 | 0 | 1603.9204 | 20 | 24 | 25.6455 | 0 | 0 | 0 | 0 | 24.346 | 0 | 0 | 0 | 0 | 2107970.443 | 1444214.916 | 611550.2169 | 7470 | 44735.3104 | 438523.8859 | 0 | 90000 | 173026.3309 | 0.25 | 900 | 0.029785 | 679.5002 | 0.0050597
2017-08-05 18:45 | 23.85 | 154.25 | 1532.4859 | 0 | 0 | 23.9955 | 0 | 1491.4393 | 20 | 24 | 25.1692 | 0 | 0 | 0 | 0 | 23.6874 | 0 | 0 | 0 | 0 | 2072936.531 | 1444214.916 | 576516.3048 | 7470 | 44735.3104 | 408894.5735 | 0 | 90000 | 167621.7314 | 0.25 | 900 | 0.044022 | 640.5737 | 0.0070499
2017-08-05 19:00 | 23.6 | 112.5 | 1532.4859 | 0 | 0 | 23.9971 | 0 | 1367.1945 | 20 | 24 | 24.2378 | 0 | 0 | 0 | 0 | 23.1612 | 0 | 0 | 0 | 0 | 2034191.298 | 1444214.916 | 537771.0713 | 7470 | 44735.3104 | 376176.0878 | 0 | 90000 | 161594.9835 | 0.25 | 900 | 0.05826 | 597.5234 | 0.0087029
2017-08-05 19:15 | 23.45 | 70.75 | 1523.6412 | 0 | 0 | 23.9976 | 0 | 1267.1695 | 20 | 24 | 23.0524 | 0 | 0 | 0 | 0 | 22.7735 | 0 | 0 | 0 | 0 | 1977708.548 | 1417447.834 | 507425.8474 | 7470 | 45364.8662 | 350615.9065 | 0 | 90000 | 156809.9409 | 0.25 | 900 | 0.063973 | 563.8065 | 0.009017
2017-08-05 19:30 | 23.3 | 29 | 1523.6412 | 0 | 0 | 23.9979 | 0 | 1147.5487 | 20 | 24 | 22.206 | 0 | 0 | 0 | 0 | 22.4884 | 0 | 0 | 0 | 0 | 1941397.504 | 1417447.834 | 471114.8035 | 7470 | 45364.8662 | 320055.9889 | 0 | 90000 | 151058.8145 | 0.25 | 900 | 0.069685 | 523.4609 | 0.0091193
2017-08-05 19:45 | 23.15 | 21.75 | 1523.6412 | 0 | 0 | 23.9976 | 0 | 1064.8938 | 20 | 24 | 21.658 | 0 | 0 | 0 | 0 | 22.2296 | 0 | 0 | 0 | 0 | 1915793.394 | 1417447.834 | 445510.6931 | 7470 | 45364.8662 | 298489.7189 | 0 | 90000 | 147020.9742 | 0.25 | 900 | 0.075398 | 495.0119 | 0.0093307
2017-08-05 20:00 | 23 | 14.5 | 1523.6412 | 0 | 0 | 23.997 | 0 | 995.1085 | 20 | 24 | 21.1694 | 0 | 0 | 0 | 0 | 21.9925 | 0 | 0 | 0 | 0 | 1893790.844 | 1417447.834 | 423508.1431 | 7470 | 45364.8662 | 279952.7802 | 0 | 90000 | 143555.3629 | 0.25 | 900 | 0.08111 | 470.5646 | 0.0095419
2017-08-05 20:15 | 22.6 | 7.25 | 1510.8689 | 0 | 0 | 23.9975 | 0 | 922.5898 | 20 | 24 | 20.6193 | 0 | 0 | 0 | 0 | 21.6729 | 0 | 0 | 0 | 0 | 1854986.037 | 1403137.414 | 399013.7567 | 7470 | 45364.8662 | 259219.9401 | 0 | 90000 | 139793.8166 | 0.25 | 900 | 0.084135 | 443.3486 | 0.0093253
2017-08-05 20:30 | 22.2 | 0 | 1510.8689 | 0 | 0 | 23.9979 | 0 | 847.6496 | 20 | 24 | 20.2216 | 0 | 0 | 0 | 0 | 21.3334 | 0 | 0 | 0 | 0 | 1829967.577 | 1403137.414 | 373995.2975 | 7470 | 45364.8662 | 238080.0163 | 0 | 90000 | 135915.2812 | 0.25 | 900 | 0.08716 | 415.5503 | 0.0090548
2017-08-05 20:45 | 21.8 | 0 | 1510.8689 | 0 | 0 | 23.9982 | 0 | 788.5227 | 20 | 24 | 19.9038 | 0 | 0 | 0 | 0 | 20.988 | 0 | 0 | 0 | 0 | 1809816.699 | 1403137.414 | 353844.4191 | 7470 | 45364.8662 | 221046.4373 | 0 | 90000 | 132797.9818 | 0.25 | 900 | 0.090185 | 393.1605 | 0.0088643
2017-08-05 21:00 | 21.4 | 0 | 1510.8689 | 0 | 0 | 23.9985 | 0 | 736.236 | 20 | 24 | 19.6096 | 0 | 0 | 0 | 0 | 20.6385 | 0 | 0 | 0 | 0 | 1791781.854 | 1403137.414 | 335809.5737 | 7470 | 45364.8662 | 205807.6025 | 0 | 90000 | 130001.9712 | 0.25 | 900 | 0.09321 | 373.1217 | 0.0086947
2017-08-05 21:15 | 20.925 | 0 | 1429.9171 | 0 | 0 | 23.9988 | 0 | 685.0841 | 20 | 24 | 19.3348 | 0 | 0 | 0 | 0 | 20.2045 | 0 | 0 | 0 | 0 | 1659459.608 | 1290014.547 | 318181.5663 | 7470 | 43793.4949 | 190967.1919 | 0 | 90000 | 127214.3744 | 0.25 | 900 | 0.092497 | 353.5351 | 0.0081753
2017-08-05 21:30 | 20.45 | 0 | 1429.9171 | 0 | 0 | 23.9991 | 0 | 639.9023 | 20 | 24 | 19.0907 | 0 | 0 | 0 | 0 | 19.777 | 0 | 0 | 0 | 0 | 1644482.813 | 1290014.547 | 303204.7718 | 7470 | 43793.4949 | 178449.2562 | 0 | 90000 | 124755.5156 | 0.25 | 900 | 0.091785 | 336.8942 | 0.0077305
2017-08-05 21:45 | 19.975 | 0 | 1429.9171 | 0 | 0 | 23.9994 | 0 | 595.7509 | 20 | 24 | 18.8829 | 0 | 0 | 0 | 0 | 19.3629 | 0 | 0 | 0 | 0 | 1629897.807 | 1290014.547 | 288619.7653 | 7470 | 43793.4949 | 166260.586 | 0 | 90000 | 122359.1793 | 0.25 | 900 | 0.091073 | 320.6886 | 0.0073015
2017-08-05 22:00 | 19.5 | 0 | 1429.9171 | 0 | 0 | 23.9996 | 0 | 555.4611 | 20 | 24 | 18.7045 | 0 | 0 | 0 | 0 | 18.958 | 0 | 0 | 0 | 0 | 1616517.945 | 1290014.547 | 275239.9038 | 7470 | 43793.4949 | 155080.5655 | 0 | 90000 | 120159.3383 | 0.25 | 900 | 0.09036 | 305.8221 | 0.0069085
2017-08-05 22:15 | 19.25 | 0 | 1200.1408 | 0 | 0 | 23.9981 | 0 | 460.0467 | 20 | 24 | 18.5471 | 0 | 0 | 0 | 0 | 18.6669 | 0 | 0 | 0 | 0 | 1323769.835 | 1029920.498 | 244746.4777 | 7470 | 41632.8593 | 129568.52 | 0 | 90000 | 115177.9577 | 0.25 | 900 | 0.0874 | 271.9405 | 0.0059419
2017-08-05 22:30 | 19 | 0 | 1200.1408 | 0 | 0 | 23.9986 | 0 | 404.7666 | 20 | 24 | 18.3962 | 0 | 0 | 0 | 0 | 18.3851 | 0 | 0 | 0 | 0 | 1305563.112 | 1029920.498 | 226539.7541 | 7470 | 41632.8593 | 114334.9983 | 0 | 90000 | 112204.7558 | 0.25 | 900 | 0.08444 | 251.7108 | 0.0053136
2017-08-05 22:45 | 18.75 | 0 | 1200.1408 | 0 | 0 | 23.9999 | 0 | 362.0416 | 20 | 24 | 18.2635 | 0 | 0 | 0 | 0 | 18.0807 | 0 | 0 | 0 | 0 | 1291482.395 | 1029920.498 | 212459.0376 | 7470 | 41632.8593 | 102559.0383 | 0 | 90000 | 109899.9992 | 0.25 | 900 | 0.08148 | 236.0656 | 0.0048087
2017-08-05 23:00 | 18.5 | 0 | 1200.1408 | 0 | 0 | 24.0001 | 0 | 323.3623 | 20 | 24 | 18.1014 | 0 | 0 | 0 | 0 | 17.7569 | 0 | 0 | 0 | 0 | 1278266.542 | 1029920.498 | 199243.1847 | 7470 | 41632.8593 | 91498.3662 | 0 | 90000 | 107744.8186 | 0.25 | 900 | 0.07852 | 221.3813 | 0.0043457
2017-08-05 23:15 | 18.2 | 0 | 1014.3672 | 0 | 0 | 23.9966 | 0 | 243.4804 | 20 | 24 | 17.9396 | 0 | 0 | 0 | 0 | 17.4933 | 0 | 0 | 0 | 0 | 1018740.012 | 799004.1329 | 172239.6461 | 7470 | 40026.2329 | 68887.6079 | 0 | 90000 | 103352.0382 | 0.25 | 900 | 0.078077 | 191.3774 | 0.0037356
2017-08-05 23:30 | 17.9 | 0 | 1014.3672 | 0 | 0 | 23.9961 | 0 | 190.2404 | 20 | 24 | 17.7771 | 0 | 0 | 0 | 0 | 17.2512 | 0 | 0 | 0 | 0 | 1000149.706 | 799004.1329 | 153649.3406 | 7470 | 40026.2329 | 53319.1798 | 0 | 90000 | 100330.1608 | 0.25 | 900 | 0.077635 | 170.7215 | 0.0033135
2017-08-05 23:45 | 17.6 | 0 | 1014.3672 | 0 | 0 | 23.9959 | 0 | 148.6465 | 20 | 24 | 17.6109 | 0 | 0 | 0 | 0 | 17.0071 | 0 | 0 | 0 | 0 | 985379.0139 | 799004.1329 | 138878.6481 | 7470 | 40026.2329 | 40949.1227 | 0 | 90000 | 97929.5255 | 0.25 | 900 | 0.077192 | 154.3096 | 0.0029779
2017-08-06 | 17.3 | 0 | 1014.3672 | 0 | 0 | 23.9956 | 0 | 107.6291 | 20 | 24 | 17.4385 | 0 | 0 | 0 | 0 | 16.7583 | 0 | 0 | 0 | 0 | 970649.4464 | 799004.1329 | 124149.0807 | 7470 | 40026.2329 | 28611.1586 | 0 | 90000 | 95537.9221 | 0.25 | 900 | 0.077192 | 137.9434 | 0.002662

## Details_2025-09-24
datetime | Environment:Site Outdoor Air Drybulb Temperature [C](TimeStep) | Environment:Site Direct Solar Radiation Rate per Area [W/m2](TimeStep) | LIVING_UNIT1:Zone Total Internal Total Heating Rate [W](TimeStep) | GARAGE1:Zone Total Internal Total Heating Rate [W](TimeStep) | ATTIC_UNIT1:Zone Total Internal Total Heating Rate [W](TimeStep) | LIVING_UNIT1:Zone Air Temperature [C](TimeStep) | LIVING_UNIT1:Zone Air System Sensible Heating Rate [W](TimeStep) | LIVING_UNIT1:Zone Air System Sensible Cooling Rate [W](TimeStep) | LIVING_UNIT1:Zone Thermostat Heating Setpoint Temperature [C](TimeStep) | LIVING_UNIT1:Zone Thermostat Cooling Setpoint Temperature [C](TimeStep) | GARAGE1:Zone Air Temperature [C](TimeStep) | GARAGE1:Zone Air System Sensible Heating Rate [W](TimeStep) | GARAGE1:Zone Air System Sensible Cooling Rate [W](TimeStep) | GARAGE1:Zone Thermostat Heating Setpoint Temperature [C](TimeStep) | GARAGE1:Zone Thermostat Cooling Setpoint Temperature [C](TimeStep) | ATTIC_UNIT1:Zone Air Temperature [C](TimeStep) | ATTIC_UNIT1:Zone Air System Sensible Heating Rate [W](TimeStep) | ATTIC_UNIT1:Zone Air System Sensible Cooling Rate [W](TimeStep) | ATTIC_UNIT1:Zone Thermostat Heating Setpoint Temperature [C](TimeStep) | ATTIC_UNIT1:Zone Thermostat Cooling Setpoint Temperature [C](TimeStep) | Electricity:Facility [J](TimeStep) | Electricity:Building [J](TimeStep) | Electricity:HVAC [J](TimeStep) | Electricity:Plant [J](TimeStep) | ExteriorLights:Electricity [J](TimeStep) | Cooling:Electricity [J](TimeStep) | Heating:Electricity [J](TimeStep) | Ventilation:Fans:Electricity [J](TimeStep) | Fans:Electricity [J](TimeStep) | dt_hours | dt_seconds | current_price | P_total_W | step_cost_real
2017-09-24 | 12.2 | 0 | 1014.3672 | 0 | 0 | 22.4 | 0 | 36.222 | 20 | 24 | 14.4136 | 0 | 0 | 0 | 0 | 12.5221 | 0 | 0 | 0 | 0 | 936500.3658 | 799004.1329 | 90000 | 7470 | 40026.2329 | 0 | 0 | 90000 | 0 | 0.25 | 900 | 0.0734 | 0 | 0
2017-09-24 00:15 | 12.075 | 0 | 874.5602 | 0 | 0 | 22.2929 | 0 | 35.6472 | 20 | 24 | 14.3695 | 0 | 0 | 0 | 0 | 12.4077 | 0 | 0 | 0 | 0 | 754899.7271 | 618068.3051 | 90000 | 7470 | 39361.422 | 0 | 0 | 90000 | 90000 | 0.25 | 900 | 0.072238 | 100 | 0.0018059
2017-09-24 00:30 | 11.95 | 0 | 874.5602 | 0 | 0 | 22.1639 | 0 | 35.0307 | 20 | 24 | 14.3122 | 0 | 0 | 0 | 0 | 12.2791 | 0 | 0 | 0 | 0 | 754899.7271 | 618068.3051 | 90000 | 7470 | 39361.422 | 0 | 0 | 90000 | 90000 | 0.25 | 900 | 0.071075 | 100 | 0.0017769
2017-09-24 00:45 | 11.825 | 0 | 874.5602 | 0 | 0 | 22.033 | 0 | 34.9177 | 20 | 24 | 14.2022 | 0 | 0 | 0 | 0 | 12.1002 | 0 | 0 | 0 | 0 | 754899.7271 | 618068.3051 | 90000 | 7470 | 39361.422 | 0 | 0 | 90000 | 90000 | 0.25 | 900 | 0.069913 | 100 | 0.0017478
2017-09-24 01:00 | 11.7 | 0 | 874.5602 | 0 | 0 | 21.9075 | 0 | 35.0388 | 20 | 24 | 14.007 | 0 | 0 | 0 | 0 | 11.8591 | 0 | 0 | 0 | 0 | 754899.7271 | 618068.3051 | 90000 | 7470 | 39361.422 | 0 | 0 | 90000 | 90000 | 0.25 | 900 | 0.06875 | 100 | 0.0017188
2017-09-24 01:15 | 11.725 | 0 | 835.8728 | 0 | 0 | 21.7929 | 0 | 34.1017 | 20 | 24 | 13.778 | 0 | 0 | 0 | 0 | 11.7431 | 0 | 0 | 0 | 0 | 702049.2821 | 565217.8601 | 90000 | 7470 | 39361.422 | 0 | 0 | 90000 | 90000 | 0.25 | 900 | 0.068698 | 100 | 0.0017174
2017-09-24 01:30 | 11.75 | 0 | 835.8728 | 0 | 0 | 21.6899 | 0 | 33.2872 | 20 | 24 | 13.5824 | 0 | 0 | 0 | 0 | 11.6943 | 0 | 0 | 0 | 0 | 702049.2821 | 565217.8601 | 90000 | 7470 | 39361.422 | 0 | 0 | 90000 | 90000 | 0.25 | 900 | 0.068645 | 100 | 0.0017161
2017-09-24 01:45 | 11.775 | 0 | 835.8728 | 0 | 0 | 21.5954 | 0 | 32.4613 | 20 | 24 | 13.4447 | 0 | 0 | 0 | 0 | 11.6821 | 0 | 0 | 0 | 0 | 702049.2821 | 565217.8601 | 90000 | 7470 | 39361.422 | 0 | 0 | 90000 | 90000 | 0.25 | 900 | 0.068593 | 100 | 0.0017148
2017-09-24 02:00 | 11.8 | 0 | 835.8728 | 0 | 0 | 21.506 | 0 | 31.5943 | 20 | 24 | 13.3557 | 0 | 0 | 0 | 0 | 11.6956 | 0 | 0 | 0 | 0 | 702049.2821 | 565217.8601 | 90000 | 7470 | 39361.422 | 0 | 0 | 90000 | 90000 | 0.25 | 900 | 0.06854 | 100 | 0.0017135
2017-09-24 02:15 | 11.725 | 0 | 824.0018 | 0 | 0 | 21.4233 | 0 | 31.6938 | 20 | 24 | 13.2958 | 0 | 0 | 0 | 0 | 11.6418 | 0 | 0 | 0 | 0 | 684486.0352 | 547654.6132 | 90000 | 7470 | 39361.422 | 0 | 0 | 90000 | 90000 | 0.25 | 900 | 0.070078 | 100 | 0.0017519
2017-09-24 02:30 | 11.65 | 0 | 824.0018 | 0 | 0 | 21.3472 | 0 | 31.8458 | 20 | 24 | 13.2445 | 0 | 0 | 0 | 0 | 11.5683 | 0 | 0 | 0 | 0 | 684486.0352 | 547654.6132 | 90000 | 7470 | 39361.422 | 0 | 0 | 90000 | 90000 | 0.25 | 900 | 0.071615 | 100 | 0.0017904
2017-09-24 02:45 | 11.575 | 0 | 824.0018 | 0 | 0 | 21.2757 | 0 | 31.991 | 20 | 24 | 13.1902 | 0 | 0 | 0 | 0 | 11.4907 | 0 | 0 | 0 | 0 | 684486.0352 | 547654.6132 | 90000 | 7470 | 39361.422 | 0 | 0 | 90000 | 90000 | 0.25 | 900 | 0.073152 | 100 | 0.0018288
2017-09-24 03:00 | 11.5 | 0 | 824.0018 | 0 | 0 | 21.2074 | 0 | 32.1223 | 20 | 24 | 13.13 | 0 | 0 | 0 | 0 | 11.4073 | 0 | 0 | 0 | 0 | 684486.0352 | 547654.6132 | 90000 | 7470 | 39361.422 | 0 | 0 | 90000 | 90000 | 0.25 | 900 | 0.07469 | 100 | 0.0018672
2017-09-24 03:15 | 11.575 | 0 | 815.3182 | 0 | 0 | 21.1394 | 0 | 30.8889 | 20 | 24 | 13.0733 | 0 | 0 | 0 | 0 | 11.4353 | 0 | 0 | 0 | 0 | 671208.164 | 534376.742 | 90000 | 7470 | 39361.422 | 0 | 0 | 90000 | 90000 | 0.25 | 900 | 0.07274 | 100 | 0.0018185
2017-09-24 03:30 | 11.65 | 0 | 815.3182 | 0 | 0 | 21.0723 | 0 | 29.6775 | 20 | 24 | 13.035 | 0 | 0 | 0 | 0 | 11.5022 | 0 | 0 | 0 | 0 | 671208.164 | 534376.742 | 90000 | 7470 | 39361.422 | 0 | 0 | 90000 | 90000 | 0.25 | 900 | 0.07079 | 100 | 0.0017698
2017-09-24 03:45 | 11.725 | 0 | 815.3182 | 0 | 0 | 21.0074 | 0 | 28.524 | 20 | 24 | 13.0236 | 0 | 0 | 0 | 0 | 11.5798 | 0 | 0 | 0 | 0 | 671208.164 | 534376.742 | 90000 | 7470 | 39361.422 | 0 | 0 | 90000 | 90000 | 0.25 | 900 | 0.06884 | 100 | 0.001721
2017-09-24 04:00 | 11.8 | 0 | 815.3182 | 0 | 0 | 20.9458 | 0 | 27.4209 | 20 | 24 | 13.0378 | 0 | 0 | 0 | 0 | 11.6673 | 0 | 0 | 0 | 0 | 671208.164 | 534376.742 | 90000 | 7470 | 39361.422 | 0 | 0 | 90000 | 90000 | 0.25 | 900 | 0.06689 | 100 | 0.0016722
2017-09-24 04:15 | 11.875 | 0 | 852.3875 | 0 | 0 | 20.8952 | 0 | 26.6283 | 20 | 24 | 13.0754 | 0 | 0 | 0 | 0 | 11.7631 | 0 | 0 | 0 | 0 | 706665.3611 | 568947.5245 | 90000 | 7470 | 40247.8366 | 0 | 0 | 90000 | 90000 | 0.25 | 900 | 0.063473 | 100 | 0.0015868
2017-09-24 04:30 | 11.95 | 0 | 852.3875 | 0 | 0 | 20.8309 | 0 | 25.0694 | 20 | 24 | 13.1449 | 0 | 0 | 0 | 0 | 11.8883 | 0 | 0 | 0 | 0 | 706665.3611 | 568947.5245 | 90000 | 7470 | 40247.8366 | 0 | 0 | 90000 | 90000 | 0.25 | 900 | 0.060055 | 100 | 0.0015014
2017-09-24 04:45 | 12.025 | 0 | 852.3875 | 0 | 0 | 20.7591 | 0 | 23.615 | 20 | 24 | 13.2463 | 0 | 0 | 0 | 0 | 12.0311 | 0 | 0 | 0 | 0 | 706665.3611 | 568947.5245 | 90000 | 7470 | 40247.8366 | 0 | 0 | 90000 | 90000 | 0.25 | 900 | 0.056638 | 100 | 0.0014159
2017-09-24 05:00 | 12.1 | 0 | 852.3875 | 0 | 0 | 20.6902 | 0 | 22.4502 | 20 | 24 | 13.356 | 0 | 0 | 0 | 0 | 12.1498 | 0 | 0 | 0 | 0 | 706665.3611 | 568947.5245 | 90000 | 7470 | 40247.8366 | 0 | 0 | 90000 | 90000 | 0.25 | 900 | 0.05322 | 100 | 0.0013305
2017-09-24 05:15 | 12.15 | 0 | 976.5868 | 0 | 0 | 20.6624 | 0 | 22.8455 | 20 | 24 | 13.4582 | 0 | 0 | 0 | 0 | 12.2184 | 0 | 0 | 0 | 0 | 838262.3731 | 699104.1129 | 90000 | 7470 | 41688.2603 | 0 | 0 | 90000 | 90000 | 0.25 | 900 | 0.052875 | 100 | 0.0013219
2017-09-24 05:30 | 12.2 | 0 | 976.5868 | 0 | 0 | 20.6629 | 0 | 23.1536 | 20 | 24 | 13.547 | 0 | 0 | 0 | 0 | 12.2723 | 0 | 0 | 0 | 0 | 838262.3731 | 699104.1129 | 90000 | 7470 | 41688.2603 | 0 | 0 | 90000 | 90000 | 0.25 | 900 | 0.05253 | 100 | 0.0013132
2017-09-24 05:45 | 12.25 | 0 | 976.5868 | 0 | 0 | 20.6923 | 0 | 23.7313 | 20 | 24 | 13.6334 | 0 | 0 | 0 | 0 | 12.3274 | 0 | 0 | 0 | 0 | 838262.3731 | 699104.1129 | 90000 | 7470 | 41688.2603 | 0 | 0 | 90000 | 90000 | 0.25 | 900 | 0.052185 | 100 | 0.0013046
2017-09-24 06:00 | 12.3 | 0 | 976.5868 | 0 | 0 | 20.7289 | 0 | 23.8019 | 20 | 24 | 13.7347 | 0 | 0 | 0 | 0 | 12.3879 | 0 | 0 | 0 | 0 | 838262.3731 | 699104.1129 | 90000 | 7470 | 41688.2603 | 0 | 0 | 90000 | 90000 | 0.25 | 900 | 0.05184 | 100 | 0.001296
2017-09-24 06:15 | 12.2 | 0 | 1083.841 | 0 | 0 | 20.7517 | 0 | 24.5015 | 20 | 24 | 13.8356 | 0 | 0 | 0 | 0 | 12.3448 | 0 | 0 | 0 | 0 | 940923.9953 | 840351.5442 | 90000 | 7470 | 3102.4511 | 0 | 0 | 90000 | 90000 | 0.25 | 900 | 0.060443 | 100 | 0.0015111
2017-09-24 06:30 | 12.1 | 0 | 1083.841 | 0 | 0 | 20.7494 | 0 | 24.6937 | 20 | 24 | 13.9142 | 0 | 0 | 0 | 0 | 12.2627 | 0 | 0 | 0 | 0 | 940923.9953 | 840351.5442 | 90000 | 7470 | 3102.4511 | 0 | 0 | 90000 | 90000 | 0.25 | 900 | 0.069045 | 100 | 0.0017261
2017-09-24 06:45 | 12 | 72 | 1083.841 | 0 | 0 | 20.7848 | 0 | 26.8385 | 20 | 24 | 13.9768 | 0 | 0 | 0 | 0 | 12.1844 | 0 | 0 | 0 | 0 | 940923.9953 | 840351.5442 | 90000 | 7470 | 3102.4511 | 0 | 0 | 90000 | 90000 | 0.25 | 900 | 0.077647 | 100 | 0.0019412
2017-09-24 07:00 | 11.9 | 101 | 1083.841 | 0 | 0 | 20.8738 | 0 | 29.8564 | 20 | 24 | 14.0673 | 0 | 0 | 0 | 0 | 12.1313 | 0 | 0 | 0 | 0 | 940923.9953 | 840351.5442 | 90000 | 7470 | 3102.4511 | 0 | 0 | 90000 | 90000 | 0.25 | 900 | 0.08625 | 100 | 0.0021563
2017-09-24 07:15 | 12.075 | 130 | 1091.9361 | 0 | 0 | 20.986 | 0 | 29.919 | 20 | 24 | 14.2388 | 0 | 0 | 0 | 0 | 12.2862 | 0 | 0 | 0 | 0 | 1032857.108 | 932617.0622 | 90000 | 7470 | 2770.0456 | 0 | 0 | 90000 | 90000 | 0.25 | 900 | 0.093955 | 100 | 0.0023489
2017-09-24 07:30 | 12.25 | 159 | 1091.9361 | 0 | 0 | 21.0827 | 0 | 28.8373 | 20 | 24 | 14.4263 | 0 | 0 | 0 | 0 | 12.4608 | 0 | 0 | 0 | 0 | 1032857.108 | 932617.0622 | 90000 | 7470 | 2770.0456 | 0 | 0 | 90000 | 90000 | 0.25 | 900 | 0.10166 | 100 | 0.0025415
2017-09-24 07:45 | 12.425 | 194.5 | 1091.9361 | 0 | 0 | 21.1818 | 0 | 28.2443 | 20 | 24 | 14.4874 | 0 | 0 | 0 | 0 | 12.5839 | 0 | 0 | 0 | 0 | 1032857.108 | 932617.0622 | 90000 | 7470 | 2770.0456 | 0 | 0 | 90000 | 90000 | 0.25 | 900 | 0.10937 | 100 | 0.0027341
2017-09-24 08:00 | 12.6 | 230 | 1091.9361 | 0 | 0 | 21.3018 | 0 | 28.3079 | 20 | 24 | 14.4211 | 0 | 0 | 0 | 0 | 12.6912 | 0 | 0 | 0 | 0 | 1032857.108 | 932617.0622 | 90000 | 7470 | 2770.0456 | 0 | 0 | 90000 | 90000 | 0.25 | 900 | 0.11707 | 100 | 0.0029268
2017-09-24 08:15 | 12.725 | 265.5 | 792.0375 | 0 | 0 | 21.3581 | 0 | 26.0593 | 20 | 24 | 14.3233 | 0 | 0 | 0 | 0 | 12.784 | 0 | 0 | 0 | 0 | 924621.6535 | 825932.8334 | 90000 | 7470 | 1218.8201 | 0 | 0 | 90000 | 90000 | 0.25 | 900 | 0.10799 | 100 | 0.0026997
2017-09-24 08:30 | 12.85 | 301 | 792.0375 | 0 | 0 | 21.4346 | 0 | 26.161 | 20 | 24 | 14.2502 | 0 | 0 | 0 | 0 | 12.8829 | 0 | 0 | 0 | 0 | 924621.6535 | 825932.8334 | 90000 | 7470 | 1218.8201 | 0 | 0 | 90000 | 90000 | 0.25 | 900 | 0.09891 | 100 | 0.0024728
2017-09-24 08:45 | 12.975 | 340.5 | 792.0375 | 0 | 0 | 21.5673 | 0 | 27.6813 | 20 | 24 | 14.2079 | 0 | 0 | 0 | 0 | 12.9876 | 0 | 0 | 0 | 0 | 924621.6535 | 825932.8334 | 90000 | 7470 | 1218.8201 | 0 | 0 | 90000 | 90000 | 0.25 | 900 | 0.08983 | 100 | 0.0022457
2017-09-24 09:00 | 13.1 | 380 | 792.0375 | 0 | 0 | 21.7434 | 0 | 29.2441 | 20 | 24 | 14.1859 | 0 | 0 | 0 | 0 | 13.0953 | 0 | 0 | 0 | 0 | 924621.6535 | 825932.8334 | 90000 | 7470 | 1218.8201 | 0 | 0 | 90000 | 90000 | 0.25 | 900 | 0.08075 | 100 | 0.0020188
2017-09-24 09:15 | 13.45 | 419.5 | 668.5376 | 0 | 0 | 21.9072 | 0 | 27.3269 | 20 | 24 | 14.1904 | 0 | 0 | 0 | 0 | 13.3848 | 0 | 0 | 0 | 0 | 1164114.361 | 788287.8251 | 99710.3571 | 275285.1654 | 831.0137 | 0 | 0 | 90000 | 99710.3571 | 0.25 | 900 | 0.076813 | 110.7893 | 0.0021275
2017-09-24 09:30 | 13.8 | 459 | 668.5376 | 0 | 0 | 22.0574 | 0 | 23.9158 | 20 | 24 | 14.2345 | 0 | 0 | 0 | 0 | 13.7213 | 0 | 0 | 0 | 0 | 1169081.556 | 788287.8251 | 99710.3571 | 280252.3598 | 831.0137 | 0 | 0 | 90000 | 99710.3571 | 0.25 | 900 | 0.072875 | 110.7893 | 0.0020184
2017-09-24 09:45 | 14.15 | 469.25 | 668.5376 | 0 | 0 | 22.2495 | 0 | 23.0624 | 20 | 24 | 14.3316 | 0 | 0 | 0 | 0 | 14.0561 | 0 | 0 | 0 | 0 | 1174081.156 | 788287.8251 | 99710.3571 | 285251.9603 | 831.0137 | 0 | 0 | 90000 | 99710.3571 | 0.25 | 900 | 0.068937 | 110.7893 | 0.0019094
2017-09-24 10:00 | 14.5 | 479.5 | 668.5376 | 0 | 0 | 22.4282 | 0 | 21.3839 | 20 | 24 | 14.4632 | 0 | 0 | 0 | 0 | 14.4029 | 0 | 0 | 0 | 0 | 1179045.457 | 788287.8251 | 99710.3571 | 290216.261 | 831.0137 | 0 | 0 | 90000 | 99710.3571 | 0.25 | 900 | 0.065 | 110.7893 | 0.0018003
2017-09-24 10:15 | 14.55 | 489.75 | 670.6812 | 0 | 0 | 22.6032 | 0 | 23.0888 | 20 | 24 | 14.5953 | 0 | 0 | 0 | 0 | 14.502 | 0 | 0 | 0 | 0 | 1202786.765 | 808192.2734 | 99710.3571 | 294053.1211 | 831.0137 | 0 | 0 | 90000 | 99710.3571 | 0.25 | 900 | 0.063245 | 110.7893 | 0.0017517
2017-09-24 10:30 | 14.6 | 500 | 670.6812 | 0 | 0 | 22.7627 | 0 | 24.6778 | 20 | 24 | 14.7035 | 0 | 0 | 0 | 0 | 14.5556 | 0 | 0 | 0 | 0 | 1206359.46 | 808192.2734 | 99710.3571 | 297625.8156 | 831.0137 | 0 | 0 | 90000 | 99710.3571 | 0.25 | 900 | 0.06149 | 110.7893 | 0.0017031
2017-09-24 10:45 | 14.65 | 477.25 | 670.6812 | 0 | 0 | 22.8879 | 0 | 24.428 | 20 | 24 | 14.7751 | 0 | 0 | 0 | 0 | 14.607 | 0 | 0 | 0 | 0 | 1209681.432 | 808192.2734 | 99710.3571 | 300947.7883 | 831.0137 | 0 | 0 | 90000 | 99710.3571 | 0.25 | 900 | 0.059735 | 110.7893 | 0.0016545
2017-09-24 11:00 | 14.7 | 454.5 | 670.6812 | 0 | 0 | 22.9763 | 0 | 23.7921 | 20 | 24 | 14.8136 | 0 | 0 | 0 | 0 | 14.651 | 0 | 0 | 0 | 0 | 1212863.365 | 808192.2734 | 99710.3571 | 304129.7208 | 831.0137 | 0 | 0 | 90000 | 99710.3571 | 0.25 | 900 | 0.05798 | 110.7893 | 0.0016059
2017-09-24 11:15 | 15.05 | 431.75 | 677.401 | 0 | 0 | 23.0481 | 0 | 20.9488 | 20 | 24 | 14.8535 | 0 | 0 | 0 | 0 | 14.9328 | 0 | 0 | 0 | 0 | 1230799.358 | 822532.1806 | 99710.3571 | 307725.8064 | 831.0137 | 0 | 0 | 90000 | 99710.3571 | 0.25 | 900 | 0.05026 | 110.7893 | 0.0013921
2017-09-24 11:30 | 15.4 | 409 | 677.401 | 0 | 0 | 23.1012 | 0 | 17.1669 | 20 | 24 | 15.2674 | 0 | 0 | 0 | 0 | 15.2505 | 0 | 0 | 0 | 0 | 981077.243 | 822532.1806 | 91876.6983 | 65837.3505 | 831.0137 | 0 | 0 | 90000 | 91876.6983 | 0.25 | 900 | 0.04254 | 102.0852 | 0.0010857
2017-09-24 11:45 | 15.75 | 385 | 677.401 | 0 | 0 | 23.1486 | 0 | 14.6884 | 20 | 24 | 15.2047 | 0 | 0 | 0 | 0 | 15.5668 | 0 | 0 | 0 | 0 | 920833.1943 | 822532.1806 | 90000 | 7470 | 831.0137 | 0 | 0 | 90000 | 90000 | 0.25 | 900 | 0.03482 | 100 | 0.0008705
2017-09-24 12:00 | 16.1 | 361 | 677.401 | 0 | 0 | 23.2006 | 0 | 12.1103 | 20 | 24 | 15.1236 | 0 | 0 | 0 | 0 | 15.8821 | 0 | 0 | 0 | 0 | 920833.1943 | 822532.1806 | 90000 | 7470 | 831.0137 | 0 | 0 | 90000 | 90000 | 0.25 | 900 | 0.0271 | 100 | 0.0006775
2017-09-24 12:15 | 16.2 | 337 | 676.542 | 0 | 0 | 23.2314 | 0 | 11.2249 | 20 | 24 | 15.1487 | 0 | 0 | 0 | 0 | 15.9982 | 0 | 0 | 0 | 0 | 907207.6373 | 808906.6236 | 90000 | 7470 | 831.0137 | 0 | 0 | 90000 | 90000 | 0.25 | 900 | 0.02267 | 100 | 0.00056675
2017-09-24 12:30 | 16.3 | 313 | 676.542 | 0 | 0 | 23.2328 | 0 | 9.8754 | 20 | 24 | 15.2195 | 0 | 0 | 0 | 0 | 16.0931 | 0 | 0 | 0 | 0 | 907207.6373 | 808906.6236 | 90000 | 7470 | 831.0137 | 0 | 0 | 90000 | 90000 | 0.25 | 900 | 0.01824 | 100 | 0.000456
2017-09-24 12:45 | 16.4 | 298.5 | 676.542 | 0 | 0 | 23.2208 | 0 | 8.5589 | 20 | 24 | 15.2783 | 0 | 0 | 0 | 0 | 16.1978 | 0 | 0 | 0 | 0 | 907207.6373 | 808906.6236 | 90000 | 7470 | 831.0137 | 0 | 0 | 90000 | 90000 | 0.25 | 900 | 0.01381 | 100 | 0.00034525
2017-09-24 13:00 | 16.5 | 284 | 676.542 | 0 | 0 | 23.2106 | 0 | 7.6477 | 20 | 24 | 15.3185 | 0 | 0 | 0 | 0 | 16.299 | 0 | 0 | 0 | 0 | 907207.6373 | 808906.6236 | 90000 | 7470 | 831.0137 | 0 | 0 | 90000 | 90000 | 0.25 | 900 | 0.00938 | 100 | 0.0002345
2017-09-24 13:15 | 16.375 | 269.5 | 673.3725 | 0 | 0 | 23.2084 | 0 | 8.908 | 20 | 24 | 15.3233 | 0 | 0 | 0 | 0 | 16.1983 | 0 | 0 | 0 | 0 | 890766.4561 | 792465.4424 | 90000 | 7470 | 831.0137 | 0 | 0 | 90000 | 90000 | 0.25 | 900 | 0.010393 | 100 | 0.00025981
2017-09-24 13:30 | 16.25 | 255 | 673.3725 | 0 | 0 | 23.2093 | 0 | 10.0708 | 20 | 24 | 15.2981 | 0 | 0 | 0 | 0 | 16.0739 | 0 | 0 | 0 | 0 | 890766.4561 | 792465.4424 | 90000 | 7470 | 831.0137 | 0 | 0 | 90000 | 90000 | 0.25 | 900 | 0.011405 | 100 | 0.00028513
2017-09-24 13:45 | 16.125 | 239.25 | 673.3725 | 0 | 0 | 23.208 | 0 | 11.0755 | 20 | 24 | 15.2534 | 0 | 0 | 0 | 0 | 15.9519 | 0 | 0 | 0 | 0 | 890766.4561 | 792465.4424 | 90000 | 7470 | 831.0137 | 0 | 0 | 90000 | 90000 | 0.25 | 900 | 0.012417 | 100 | 0.00031044
2017-09-24 14:00 | 16 | 223.5 | 673.3725 | 0 | 0 | 23.2023 | 0 | 11.9828 | 20 | 24 | 15.1959 | 0 | 0 | 0 | 0 | 15.826 | 0 | 0 | 0 | 0 | 890766.4561 | 792465.4424 | 90000 | 7470 | 831.0137 | 0 | 0 | 90000 | 90000 | 0.25 | 900 | 0.01343 | 100 | 0.00033575
2017-09-24 14:15 | 15.775 | 207.75 | 684.0497 | 0 | 0 | 23.1954 | 0 | 13.8388 | 20 | 24 | 15.1219 | 0 | 0 | 0 | 0 | 15.6162 | 0 | 0 | 0 | 0 | 892075.0411 | 793774.0274 | 90000 | 7470 | 831.0137 | 0 | 0 | 90000 | 90000 | 0.25 | 900 | 0.01355 | 100 | 0.00033875
2017-09-24 14:30 | 15.55 | 192 | 684.0497 | 0 | 0 | 23.1859 | 0 | 15.6358 | 20 | 24 | 15.0384 | 0 | 0 | 0 | 0 | 15.3981 | 0 | 0 | 0 | 0 | 892075.0411 | 793774.0274 | 90000 | 7470 | 831.0137 | 0 | 0 | 90000 | 90000 | 0.25 | 900 | 0.01367 | 100 | 0.00034175
2017-09-24 14:45 | 15.325 | 178.25 | 684.0497 | 0 | 0 | 23.1706 | 0 | 17.2979 | 20 | 24 | 14.9535 | 0 | 0 | 0 | 0 | 15.184 | 0 | 0 | 0 | 0 | 892075.0411 | 793774.0274 | 90000 | 7470 | 831.0137 | 0 | 0 | 90000 | 90000 | 0.25 | 900 | 0.01379 | 100 | 0.00034475
2017-09-24 15:00 | 15.1 | 164.5 | 684.0497 | 0 | 0 | 23.1458 | 0 | 18.779 | 20 | 24 | 14.87 | 0 | 0 | 0 | 0 | 14.9698 | 0 | 0 | 0 | 0 | 892075.0411 | 793774.0274 | 90000 | 7470 | 831.0137 | 0 | 0 | 90000 | 90000 | 0.25 | 900 | 0.01391 | 100 | 0.00034775
2017-09-24 15:15 | 15 | 150.75 | 750.6917 | 0 | 0 | 23.1269 | 0 | 19.6411 | 20 | 24 | 14.7966 | 0 | 0 | 0 | 0 | 14.8402 | 0 | 0 | 0 | 0 | 958604.1878 | 859693.7641 | 90000 | 7470 | 1440.4237 | 0 | 0 | 90000 | 90000 | 0.25 | 900 | 0.024217 | 100 | 0.00060544
2017-09-24 15:30 | 14.9 | 137 | 750.6917 | 0 | 0 | 23.1107 | 0 | 20.4367 | 20 | 24 | 14.7363 | 0 | 0 | 0 | 0 | 14.7338 | 0 | 0 | 0 | 0 | 958604.1878 | 859693.7641 | 90000 | 7470 | 1440.4237 | 0 | 0 | 90000 | 90000 | 0.25 | 900 | 0.034525 | 100 | 0.00086313
2017-09-24 15:45 | 14.8 | 128.25 | 750.6917 | 0 | 0 | 23.0878 | 0 | 20.9374 | 20 | 24 | 14.6886 | 0 | 0 | 0 | 0 | 14.6286 | 0 | 0 | 0 | 0 | 958604.1878 | 859693.7641 | 90000 | 7470 | 1440.4237 | 0 | 0 | 90000 | 90000 | 0.25 | 900 | 0.044832 | 100 | 0.0011208
2017-09-24 16:00 | 14.7 | 119.5 | 750.6917 | 0 | 0 | 23.0547 | 0 | 21.2559 | 20 | 24 | 14.6511 | 0 | 0 | 0 | 0 | 14.5229 | 0 | 0 | 0 | 0 | 958604.1878 | 859693.7641 | 90000 | 7470 | 1440.4237 | 0 | 0 | 90000 | 90000 | 0.25 | 900 | 0.05514 | 100 | 0.0013785
2017-09-24 16:15 | 14.35 | 110.75 | 975.695 | 0 | 0 | 23.0091 | 0 | 23.588 | 20 | 24 | 14.6151 | 0 | 0 | 0 | 0 | 14.2867 | 0 | 0 | 0 | 0 | 1180664.679 | 1080092.228 | 90000 | 7470 | 3102.4511 | 0 | 0 | 90000 | 90000 | 0.25 | 900 | 0.059443 | 100 | 0.0014861
2017-09-24 16:30 | 14 | 102 | 975.695 | 0 | 0 | 22.924 | 0 | 24.9552 | 20 | 24 | 14.5817 | 0 | 0 | 0 | 0 | 14.0198 | 0 | 0 | 0 | 0 | 1180664.679 | 1080092.228 | 90000 | 7470 | 3102.4511 | 0 | 0 | 90000 | 90000 | 0.25 | 900 | 0.063745 | 100 | 0.0015936
2017-09-24 16:45 | 13.65 | 84.75 | 975.695 | 0 | 0 | 22.8016 | 0 | 26.0606 | 20 | 24 | 14.5534 | 0 | 0 | 0 | 0 | 13.7314 | 0 | 0 | 0 | 0 | 1180664.679 | 1080092.228 | 90000 | 7470 | 3102.4511 | 0 | 0 | 90000 | 90000 | 0.25 | 900 | 0.068047 | 100 | 0.0017012
2017-09-24 17:00 | 13.3 | 67.5 | 975.695 | 0 | 0 | 22.6694 | 0 | 28.9326 | 20 | 24 | 14.5321 | 0 | 0 | 0 | 0 | 13.4091 | 0 | 0 | 0 | 0 | 1180664.679 | 1080092.228 | 90000 | 7470 | 3102.4511 | 0 | 0 | 90000 | 90000 | 0.25 | 900 | 0.07235 | 100 | 0.0018088
2017-09-24 17:15 | 13.275 | 50.25 | 1310.8667 | 0 | 0 | 22.5989 | 0 | 29.9754 | 20 | 24 | 14.5315 | 0 | 0 | 0 | 0 | 13.3714 | 0 | 0 | 0 | 0 | 1457548.431 | 1355757.16 | 90000 | 7470 | 4321.2711 | 0 | 0 | 90000 | 90000 | 0.25 | 900 | 0.078315 | 100 | 0.0019579
2017-09-24 17:30 | 13.25 | 33 | 1310.8667 | 0 | 0 | 22.5424 | 0 | 28.8726 | 20 | 24 | 14.5365 | 0 | 0 | 0 | 0 | 13.3716 | 0 | 0 | 0 | 0 | 1457548.431 | 1355757.16 | 90000 | 7470 | 4321.2711 | 0 | 0 | 90000 | 90000 | 0.25 | 900 | 0.08428 | 100 | 0.002107
2017-09-24 17:45 | 13.225 | 24.75 | 1310.8667 | 0 | 0 | 22.4811 | 0 | 28.4062 | 20 | 24 | 14.5321 | 0 | 0 | 0 | 0 | 13.3479 | 0 | 0 | 0 | 0 | 1457548.431 | 1355757.16 | 90000 | 7470 | 4321.2711 | 0 | 0 | 90000 | 90000 | 0.25 | 900 | 0.090245 | 100 | 0.0022561
2017-09-24 18:00 | 13.2 | 16.5 | 1310.8667 | 0 | 0 | 22.4179 | 0 | 28.0194 | 20 | 24 | 14.513 | 0 | 0 | 0 | 0 | 13.3067 | 0 | 0 | 0 | 0 | 1457548.431 | 1355757.16 | 90000 | 7470 | 4321.2711 | 0 | 0 | 90000 | 90000 | 0.25 | 900 | 0.09621 | 100 | 0.0024052
2017-09-24 18:15 | 13.15 | 8.25 | 1532.4859 | 0 | 0 | 22.418 | 0 | 30.1074 | 20 | 24 | 14.4829 | 0 | 0 | 0 | 0 | 13.2516 | 0 | 0 | 0 | 0 | 1586420.227 | 1444214.916 | 90000 | 7470 | 44735.3104 | 0 | 0 | 90000 | 90000 | 0.25 | 900 | 0.098507 | 100 | 0.0024627
2017-09-24 18:30 | 13.1 | 0 | 1532.4859 | 0 | 0 | 22.4283 | 0 | 30.9034 | 20 | 24 | 14.4541 | 0 | 0 | 0 | 0 | 13.2035 | 0 | 0 | 0 | 0 | 1586420.227 | 1444214.916 | 90000 | 7470 | 44735.3104 | 0 | 0 | 90000 | 90000 | 0.25 | 900 | 0.10081 | 100 | 0.0025201
2017-09-24 18:45 | 13.05 | 0 | 1532.4859 | 0 | 0 | 22.4219 | 0 | 30.856 | 20 | 24 | 14.4361 | 0 | 0 | 0 | 0 | 13.163 | 0 | 0 | 0 | 0 | 1586420.227 | 1444214.916 | 90000 | 7470 | 44735.3104 | 0 | 0 | 90000 | 90000 | 0.25 | 900 | 0.1031 | 100 | 0.0025776
2017-09-24 19:00 | 13 | 0 | 1532.4859 | 0 | 0 | 22.4046 | 0 | 30.8687 | 20 | 24 | 14.4307 | 0 | 0 | 0 | 0 | 13.1257 | 0 | 0 | 0 | 0 | 1586420.227 | 1444214.916 | 90000 | 7470 | 44735.3104 | 0 | 0 | 90000 | 90000 | 0.25 | 900 | 0.1054 | 100 | 0.002635
2017-09-24 19:15 | 13 | 0 | 1523.6412 | 0 | 0 | 22.3771 | 0 | 30.3668 | 20 | 24 | 14.4285 | 0 | 0 | 0 | 0 | 13.1203 | 0 | 0 | 0 | 0 | 1560282.701 | 1417447.834 | 90000 | 7470 | 45364.8662 | 0 | 0 | 90000 | 90000 | 0.25 | 900 | 0.10895 | 100 | 0.0027238
2017-09-24 19:30 | 13 | 0 | 1523.6412 | 0 | 0 | 22.3382 | 0 | 29.7279 | 20 | 24 | 14.4204 | 0 | 0 | 0 | 0 | 13.1177 | 0 | 0 | 0 | 0 | 1560282.701 | 1417447.834 | 90000 | 7470 | 45364.8662 | 0 | 0 | 90000 | 90000 | 0.25 | 900 | 0.1125 | 100 | 0.0028125
2017-09-24 19:45 | 13 | 0 | 1523.6412 | 0 | 0 | 22.2914 | 0 | 29.1128 | 20 | 24 | 14.4029 | 0 | 0 | 0 | 0 | 13.1097 | 0 | 0 | 0 | 0 | 1560282.701 | 1417447.834 | 90000 | 7470 | 45364.8662 | 0 | 0 | 90000 | 90000 | 0.25 | 900 | 0.11605 | 100 | 0.0029013
2017-09-24 20:00 | 13 | 0 | 1523.6412 | 0 | 0 | 22.2412 | 0 | 28.5894 | 20 | 24 | 14.3761 | 0 | 0 | 0 | 0 | 13.1005 | 0 | 0 | 0 | 0 | 1560282.701 | 1417447.834 | 90000 | 7470 | 45364.8662 | 0 | 0 | 90000 | 90000 | 0.25 | 900 | 0.1196 | 100 | 0.00299
2017-09-24 20:15 | 12.875 | 0 | 1510.8689 | 0 | 0 | 22.2014 | 0 | 29.588 | 20 | 24 | 14.3403 | 0 | 0 | 0 | 0 | 13.0036 | 0 | 0 | 0 | 0 | 1545972.28 | 1403137.414 | 90000 | 7470 | 45364.8662 | 0 | 0 | 90000 | 90000 | 0.25 | 900 | 0.11278 | 100 | 0.0028194
2017-09-24 20:30 | 12.75 | 0 | 1510.8689 | 0 | 0 | 22.1713 | 0 | 30.6508 | 20 | 24 | 14.2936 | 0 | 0 | 0 | 0 | 12.8849 | 0 | 0 | 0 | 0 | 1545972.28 | 1403137.414 | 90000 | 7470 | 45364.8662 | 0 | 0 | 90000 | 90000 | 0.25 | 900 | 0.10595 | 100 | 0.0026489
2017-09-24 20:45 | 12.625 | 0 | 1510.8689 | 0 | 0 | 22.1464 | 0 | 31.6471 | 20 | 24 | 14.2351 | 0 | 0 | 0 | 0 | 12.7624 | 0 | 0 | 0 | 0 | 1545972.28 | 1403137.414 | 90000 | 7470 | 45364.8662 | 0 | 0 | 90000 | 90000 | 0.25 | 900 | 0.099132 | 100 | 0.0024783
2017-09-24 21:00 | 12.5 | 0 | 1510.8689 | 0 | 0 | 22.1241 | 0 | 32.592 | 20 | 24 | 14.1663 | 0 | 0 | 0 | 0 | 12.6381 | 0 | 0 | 0 | 0 | 1545972.28 | 1403137.414 | 90000 | 7470 | 45364.8662 | 0 | 0 | 90000 | 90000 | 0.25 | 900 | 0.09231 | 100 | 0.0023077
2017-09-24 21:15 | 12.375 | 0 | 1429.9171 | 0 | 0 | 22.0966 | 0 | 33.296 | 20 | 24 | 14.0899 | 0 | 0 | 0 | 0 | 12.5175 | 0 | 0 | 0 | 0 | 1705775.098 | 1290014.547 | 99710.3571 | 272256.6993 | 43793.4949 | 0 | 0 | 90000 | 99710.3571 | 0.25 | 900 | 0.090722 | 110.7893 | 0.0025128
2017-09-24 21:30 | 12.25 | 0 | 1429.9171 | 0 | 0 | 22.0618 | 0 | 33.8824 | 20 | 24 | 14.0111 | 0 | 0 | 0 | 0 | 12.3998 | 0 | 0 | 0 | 0 | 1710064.058 | 1290014.547 | 99710.3571 | 276545.6592 | 43793.4949 | 0 | 0 | 90000 | 99710.3571 | 0.25 | 900 | 0.089135 | 110.7893 | 0.0024688
2017-09-24 21:45 | 12.125 | 0 | 1429.9171 | 0 | 0 | 22.0238 | 0 | 34.549 | 20 | 24 | 13.9339 | 0 | 0 | 0 | 0 | 12.2836 | 0 | 0 | 0 | 0 | 1714241.905 | 1290014.547 | 99710.3571 | 280723.5061 | 43793.4949 | 0 | 0 | 90000 | 99710.3571 | 0.25 | 900 | 0.087548 | 110.7893 | 0.0024248
2017-09-24 22:00 | 12 | 0 | 1429.9171 | 0 | 0 | 21.9863 | 0 | 35.313 | 20 | 24 | 13.8589 | 0 | 0 | 0 | 0 | 12.1686 | 0 | 0 | 0 | 0 | 1718238.946 | 1290014.547 | 99710.3571 | 284720.5475 | 43793.4949 | 0 | 0 | 90000 | 99710.3571 | 0.25 | 900 | 0.08596 | 110.7893 | 0.0023809
2017-09-24 22:15 | 11.725 | 0 | 1200.1408 | 0 | 0 | 21.9126 | 0 | 36.1036 | 20 | 24 | 13.7786 | 0 | 0 | 0 | 0 | 11.9765 | 0 | 0 | 0 | 0 | 1459439.222 | 1029920.498 | 99710.3571 | 288175.5069 | 41632.8593 | 0 | 0 | 90000 | 99710.3571 | 0.25 | 900 | 0.081982 | 110.7893 | 0.0022707
2017-09-24 22:30 | 11.45 | 0 | 1200.1408 | 0 | 0 | 21.8217 | 0 | 37.2417 | 20 | 24 | 13.6847 | 0 | 0 | 0 | 0 | 11.7379 | 0 | 0 | 0 | 0 | 1462615.369 | 1029920.498 | 99710.3571 | 291351.6545 | 41632.8593 | 0 | 0 | 90000 | 99710.3571 | 0.25 | 900 | 0.078005 | 110.7893 | 0.0021605
2017-09-24 22:45 | 11.175 | 0 | 1200.1408 | 0 | 0 | 21.7348 | 0 | 38.9584 | 20 | 24 | 13.5752 | 0 | 0 | 0 | 0 | 11.4995 | 0 | 0 | 0 | 0 | 1465498.505 | 1029920.498 | 99710.3571 | 294234.7907 | 41632.8593 | 0 | 0 | 90000 | 99710.3571 | 0.25 | 900 | 0.074027 | 110.7893 | 0.0020504
2017-09-24 23:00 | 10.9 | 0 | 1200.1408 | 0 | 0 | 21.653 | 0 | 40.7533 | 20 | 24 | 13.4529 | 0 | 0 | 0 | 0 | 11.2689 | 0 | 0 | 0 | 0 | 1468137.832 | 1029920.498 | 99710.3571 | 296874.1174 | 41632.8593 | 0 | 0 | 90000 | 99710.3571 | 0.25 | 900 | 0.07005 | 110.7893 | 0.0019402
2017-09-24 23:15 | 10.825 | 0 | 1014.3672 | 0 | 0 | 21.5493 | 0 | 39.9383 | 20 | 24 | 13.3285 | 0 | 0 | 0 | 0 | 11.137 | 0 | 0 | 0 | 0 | 1238997.567 | 799004.1329 | 99710.3571 | 300256.8437 | 40026.2329 | 0 | 0 | 90000 | 99710.3571 | 0.25 | 900 | 0.069445 | 110.7893 | 0.0019234
2017-09-24 23:30 | 10.75 | 0 | 1014.3672 | 0 | 0 | 21.4377 | 0 | 39.4216 | 20 | 24 | 13.5859 | 0 | 0 | 0 | 0 | 11.0518 | 0 | 0 | 0 | 0 | 1080168.485 | 799004.1329 | 94581.1389 | 146556.9799 | 40026.2329 | 0 | 0 | 90000 | 94581.1389 | 0.25 | 900 | 0.06884 | 105.0902 | 0.0018086
2017-09-24 23:45 | 10.675 | 0 | 1014.3672 | 0 | 0 | 21.3509 | 0 | 40.7497 | 20 | 24 | 13.3879 | 0 | 0 | 0 | 0 | 10.9754 | 0 | 0 | 0 | 0 | 936500.3658 | 799004.1329 | 90000 | 7470 | 40026.2329 | 0 | 0 | 90000 | 90000 | 0.25 | 900 | 0.068235 | 100 | 0.0017059
2017-09-25 | 10.6 | 0 | 1014.3672 | 0 | 0 | 21.2598 | 0 | 40.3961 | 20 | 24 | 13.1544 | 0 | 0 | 0 | 0 | 10.9098 | 0 | 0 | 0 | 0 | 936500.3658 | 799004.1329 | 90000 | 7470 | 40026.2329 | 0 | 0 | 90000 | 90000 | 0.25 | 900 | 0.068235 | 100 | 0.0017059

## Details_2025-10-04
datetime | Environment:Site Outdoor Air Drybulb Temperature [C](TimeStep) | Environment:Site Direct Solar Radiation Rate per Area [W/m2](TimeStep) | LIVING_UNIT1:Zone Total Internal Total Heating Rate [W](TimeStep) | GARAGE1:Zone Total Internal Total Heating Rate [W](TimeStep) | ATTIC_UNIT1:Zone Total Internal Total Heating Rate [W](TimeStep) | LIVING_UNIT1:Zone Air Temperature [C](TimeStep) | LIVING_UNIT1:Zone Air System Sensible Heating Rate [W](TimeStep) | LIVING_UNIT1:Zone Air System Sensible Cooling Rate [W](TimeStep) | LIVING_UNIT1:Zone Thermostat Heating Setpoint Temperature [C](TimeStep) | LIVING_UNIT1:Zone Thermostat Cooling Setpoint Temperature [C](TimeStep) | GARAGE1:Zone Air Temperature [C](TimeStep) | GARAGE1:Zone Air System Sensible Heating Rate [W](TimeStep) | GARAGE1:Zone Air System Sensible Cooling Rate [W](TimeStep) | GARAGE1:Zone Thermostat Heating Setpoint Temperature [C](TimeStep) | GARAGE1:Zone Thermostat Cooling Setpoint Temperature [C](TimeStep) | ATTIC_UNIT1:Zone Air Temperature [C](TimeStep) | ATTIC_UNIT1:Zone Air System Sensible Heating Rate [W](TimeStep) | ATTIC_UNIT1:Zone Air System Sensible Cooling Rate [W](TimeStep) | ATTIC_UNIT1:Zone Thermostat Heating Setpoint Temperature [C](TimeStep) | ATTIC_UNIT1:Zone Thermostat Cooling Setpoint Temperature [C](TimeStep) | Electricity:Facility [J](TimeStep) | Electricity:Building [J](TimeStep) | Electricity:HVAC [J](TimeStep) | Electricity:Plant [J](TimeStep) | ExteriorLights:Electricity [J](TimeStep) | Cooling:Electricity [J](TimeStep) | Heating:Electricity [J](TimeStep) | Ventilation:Fans:Electricity [J](TimeStep) | Fans:Electricity [J](TimeStep) | dt_hours | dt_seconds | current_price | P_total_W | step_cost_real
2017-10-04 | 10.3 | 0 | 1011.2128 | 0 | 0 | 20.0099 | 261.634 | 0 | 20 | 24 | 11.5078 | 0 | 0 | 0 | 0 | 10.3565 | 0 | 0 | 0 | 0 | 1312666.149 | 787730.259 | 194123.3827 | 290786.2741 | 40026.2329 | 0 | 0 | 90000 | 0 | 0.25 | 900 | 0.00594 | 0 | 0
2017-10-04 00:15 | 10.275 | 0 | 873.1528 | 0 | 0 | 20.0055 | 310.3474 | 0 | 20 | 24 | 11.5028 | 0 | 0 | 0 | 0 | 10.3125 | 0 | 0 | 0 | 0 | 1156577.051 | 613262.9701 | 209564.0983 | 294388.561 | 39361.422 | 0 | 98102.7191 | 90000 | 111461.3792 | 0.25 | 900 | 0.00213 | 232.849 | 0.00012399
2017-10-04 00:30 | 10.25 | 0 | 873.1528 | 0 | 0 | 20.0066 | 343.6582 | 0 | 20 | 24 | 11.4758 | 0 | 0 | 0 | 0 | 10.2597 | 0 | 0 | 0 | 0 | 1170826.726 | 613262.9701 | 220294.9725 | 297907.3615 | 39361.422 | 0 | 107681.8881 | 90000 | 112613.0844 | 0.25 | 900 | 0.00124 | 244.7722 | 7.5879e-05
2017-10-04 00:45 | 10.225 | 0 | 873.1528 | 0 | 0 | 20.0074 | 361.4099 | 0 | 20 | 24 | 11.7257 | 0 | 0 | 0 | 0 | 10.2192 | 0 | 0 | 0 | 0 | 975342.2543 | 613262.9701 | 219497.33 | 103220.5322 | 39361.422 | 0 | 112797.8593 | 90000 | 106699.4707 | 0.25 | 900 | 0.00071 | 243.8859 | 4.329e-05
2017-10-04 01:00 | 10.2 | 0 | 873.1528 | 0 | 0 | 20.0086 | 386.0226 | 0 | 20 | 24 | 11.9485 | 0 | 0 | 0 | 0 | 10.1843 | 0 | 0 | 0 | 0 | 884319.4513 | 613262.9701 | 224225.0592 | 7470 | 39361.422 | 0 | 119854.2615 | 90000 | 104370.7977 | 0.25 | 900 | 0.00084 | 249.139 | 5.2319e-05
2017-10-04 01:15 | 10.175 | 0 | 835.0282 | 0 | 0 | 20.0039 | 414.9716 | 0 | 20 | 24 | 11.757 | 0 | 0 | 0 | 0 | 10.1647 | 0 | 0 | 0 | 0 | 842597.1553 | 562337.4017 | 233428.3317 | 7470 | 39361.422 | 0 | 128067.6302 | 90000 | 105360.7014 | 0.25 | 900 | 0.00084 | 259.3648 | 5.4467e-05
2017-10-04 01:30 | 10.15 | 0 | 835.0282 | 0 | 0 | 20.0042 | 471.3125 | 0 | 20 | 24 | 11.5698 | 0 | 0 | 0 | 0 | 10.1762 | 0 | 0 | 0 | 0 | 860590.1362 | 562337.4017 | 251421.3126 | 7470 | 39361.422 | 0 | 144128.4931 | 90000 | 107292.8195 | 0.25 | 900 | -0.00272 | 279.357 | -0.00018996
2017-10-04 01:45 | 10.125 | 0 | 835.0282 | 0 | 0 | 20.005 | 500.1217 | 0 | 20 | 24 | 11.5633 | 0 | 0 | 0 | 0 | 10.2086 | 0 | 0 | 0 | 0 | 869823.3841 | 562337.4017 | 260654.5604 | 7470 | 39361.422 | 0 | 152367.1731 | 90000 | 108287.3873 | 0.25 | 900 | -0.00407 | 289.6162 | -0.00029468
2017-10-04 02:00 | 10.1 | 0 | 835.0282 | 0 | 0 | 20.0061 | 529.5129 | 0 | 20 | 24 | 11.6465 | 0 | 0 | 0 | 0 | 10.2226 | 0 | 0 | 0 | 0 | 879220.317 | 562337.4017 | 270051.4933 | 7470 | 39361.422 | 0 | 160751.4037 | 90000 | 109300.0896 | 0.25 | 900 | -0.00221 | 300.0572 | -0.00016578
2017-10-04 02:15 | 10.15 | 0 | 823.4563 | 0 | 0 | 20.0229 | 550.2135 | 0 | 20 | 24 | 11.7291 | 0 | 0 | 0 | 0 | 10.2702 | 0 | 0 | 0 | 0 | 869082.358 | 545753.3182 | 276497.6179 | 7470 | 39361.422 | 0 | 166518.412 | 90000 | 109979.2059 | 0.25 | 900 | -0.00318 | 307.2196 | -0.00024424
2017-10-04 02:30 | 10.2 | 0 | 823.4563 | 0 | 0 | 20.0231 | 510.76 | 0 | 20 | 24 | 11.7905 | 0 | 0 | 0 | 0 | 10.3175 | 0 | 0 | 0 | 0 | 856067.486 | 545753.3182 | 263482.7459 | 7470 | 39361.422 | 0 | 154908.8264 | 90000 | 108573.9195 | 0.25 | 900 | -0.00404 | 292.7586 | -0.00029569
2017-10-04 02:45 | 10.25 | 0 | 823.4563 | 0 | 0 | 20.023 | 513.4316 | 0 | 20 | 24 | 11.8445 | 0 | 0 | 0 | 0 | 10.3633 | 0 | 0 | 0 | 0 | 856535.3893 | 545753.3182 | 263950.6491 | 7470 | 39361.422 | 0 | 155337.6795 | 90000 | 108612.9696 | 0.25 | 900 | -0.00409 | 293.2785 | -0.00029988
2017-10-04 03:00 | 10.3 | 0 | 823.4563 | 0 | 0 | 20.0226 | 495.6088 | 0 | 20 | 24 | 11.9015 | 0 | 0 | 0 | 0 | 10.4083 | 0 | 0 | 0 | 0 | 850590.9526 | 545753.3182 | 258006.2125 | 7470 | 39361.422 | 0 | 150039.9678 | 90000 | 107966.2447 | 0.25 | 900 | -0.00454 | 286.6736 | -0.00032537
2017-10-04 03:15 | 10.2 | 0 | 814.9909 | 0 | 0 | 20.0076 | 489.8704 | 0 | 20 | 24 | 11.9442 | 0 | 0 | 0 | 0 | 10.3266 | 0 | 0 | 0 | 0 | 836644.4334 | 533363.667 | 256449.3444 | 7470 | 39361.422 | 0 | 148628.4556 | 90000 | 107820.8888 | 0.25 | 900 | -0.0045 | 284.9437 | -0.00032056
2017-10-04 03:30 | 10.1 | 0 | 814.9909 | 0 | 0 | 20.0079 | 533.9079 | 0 | 20 | 24 | 11.9605 | 0 | 0 | 0 | 0 | 10.2223 | 0 | 0 | 0 | 0 | 851286.2776 | 533363.667 | 271091.1886 | 7470 | 39361.422 | 0 | 161679.652 | 90000 | 109411.5367 | 0.25 | 900 | -0.00464 | 301.2124 | -0.00034941
2017-10-04 03:45 | 10 | 0 | 814.9909 | 0 | 0 | 20.0082 | 536.7004 | 0 | 20 | 24 | 11.9491 | 0 | 0 | 0 | 0 | 10.1198 | 0 | 0 | 0 | 0 | 852792.203 | 533363.667 | 272597.114 | 7470 | 39361.422 | 0 | 163000.9158 | 90000 | 109596.1981 | 0.25 | 900 | -0.00468 | 302.8857 | -0.00035438
2017-10-04 04:00 | 9.9 | 0 | 814.9909 | 0 | 0 | 20.0088 | 556.0986 | 0 | 20 | 24 | 11.9155 | 0 | 0 | 0 | 0 | 10.0158 | 0 | 0 | 0 | 0 | 1020539.731 | 533363.667 | 440344.6415 | 7470 | 39361.422 | 0 | 330001.131 | 90000 | 110343.5105 | 0.25 | 900 | -0.00468 | 489.2718 | -0.00057245
2017-10-04 04:15 | 9.975 | 0 | 851.7897 | 0 | 0 | 20.021 | 552.0949 | 0 | 20 | 24 | 11.8842 | 0 | 0 | 0 | 0 | 10.0638 | 0 | 0 | 0 | 0 | 1053783.647 | 566989.6412 | 439076.1691 | 7470 | 40247.8366 | 0 | 328904.1064 | 90000 | 110172.0627 | 0.25 | 900 | -0.0047 | 487.8624 | -0.00057324
2017-10-04 04:30 | 10.05 | 0 | 851.7897 | 0 | 0 | 20.0204 | 511.9022 | 0 | 20 | 24 | 11.8698 | 0 | 0 | 0 | 0 | 10.1365 | 0 | 0 | 0 | 0 | 879288.9781 | 566989.6412 | 264581.5003 | 7470 | 40247.8366 | 0 | 155856.6446 | 90000 | 108724.8557 | 0.25 | 900 | -0.00479 | 293.9794 | -0.00035204
2017-10-04 04:45 | 10.125 | 0 | 851.7897 | 0 | 0 | 20.0201 | 505.5573 | 0 | 20 | 24 | 11.8743 | 0 | 0 | 0 | 0 | 10.2046 | 0 | 0 | 0 | 0 | 876810.0471 | 566989.6412 | 262102.5693 | 7470 | 40247.8366 | 0 | 153660.013 | 90000 | 108442.5563 | 0.25 | 900 | -0.005 | 291.2251 | -0.00036403
2017-10-04 05:00 | 10.2 | 0 | 851.7897 | 0 | 0 | 20.0195 | 483.8557 | 0 | 20 | 24 | 11.8938 | 0 | 0 | 0 | 0 | 10.2742 | 0 | 0 | 0 | 0 | 869520.8709 | 566989.6412 | 254813.3931 | 7470 | 40247.8366 | 0 | 147167.6574 | 90000 | 107645.7357 | 0.25 | 900 | -0.00465 | 283.126 | -0.00032913
2017-10-04 05:15 | 10.05 | 0 | 975.6044 | 0 | 0 | 19.9945 | 443.7478 | 0 | 20 | 24 | 11.9001 | 0 | 0 | 0 | 0 | 10.1603 | 0 | 0 | 0 | 0 | 987783.8829 | 696064.4026 | 242561.22 | 7470 | 41688.2603 | 0 | 136198.1642 | 90000 | 106363.0558 | 0.25 | 900 | -0.00473 | 269.5125 | -0.0003187
2017-10-04 05:30 | 9.9 | 0 | 975.6044 | 0 | 0 | 19.9942 | 512.434 | 0 | 20 | 24 | 11.879 | 0 | 0 | 0 | 0 | 10.0147 | 0 | 0 | 0 | 0 | 1173100.836 | 696064.4026 | 427878.1728 | 7470 | 41688.2603 | 0 | 319023.4777 | 90000 | 108854.6951 | 0.25 | 900 | -0.00493 | 475.4202 | -0.00058596
2017-10-04 05:45 | 9.75 | 0 | 975.6044 | 0 | 0 | 19.9941 | 519.8805 | 0 | 20 | 24 | 11.8307 | 0 | 0 | 0 | 0 | 9.8717 | 0 | 0 | 0 | 0 | 1176065.906 | 696064.4026 | 430843.2435 | 7470 | 41688.2603 | 0 | 321596.4125 | 90000 | 109246.8309 | 0.25 | 900 | -0.00547 | 478.7147 | -0.00065464
2017-10-04 06:00 | 9.6 | 0 | 975.6044 | 0 | 0 | 19.9942 | 557.9398 | 0 | 20 | 24 | 11.7609 | 0 | 0 | 0 | 0 | 9.7274 | 0 | 0 | 0 | 0 | 1187758.661 | 696064.4026 | 442535.9984 | 7470 | 41688.2603 | 0 | 331849.1197 | 90000 | 110686.8787 | 0.25 | 900 | -0.00329 | 491.7067 | -0.00040443
2017-10-04 06:15 | 9.5 | 0 | 1081.4965 | 0 | 0 | 20.0142 | 563.6515 | 0 | 20 | 24 | 11.6904 | 0 | 0 | 0 | 0 | 9.6368 | 0 | 0 | 0 | 0 | 1288282.197 | 832563.7912 | 445145.9551 | 7470 | 3102.4511 | 0 | 334118.4487 | 90000 | 111027.5063 | 0.25 | 900 | -0.00406 | 494.6066 | -0.00050203
2017-10-04 06:30 | 9.4 | 0 | 1081.4965 | 0 | 0 | 20.0148 | 513.0931 | 0 | 20 | 24 | 11.6259 | 0 | 0 | 0 | 0 | 9.5529 | 0 | 0 | 0 | 0 | 1274134.307 | 832563.7912 | 430998.0643 | 7470 | 3102.4511 | 0 | 321643.6259 | 90000 | 109354.4384 | 0.25 | 900 | -0.00418 | 478.8867 | -0.00050044
2017-10-04 06:45 | 9.3 | 0 | 1081.4965 | 0 | 0 | 20.0155 | 516.6963 | 0 | 20 | 24 | 11.5659 | 0 | 0 | 0 | 0 | 9.4716 | 0 | 0 | 0 | 0 | 1275736.779 | 832563.7912 | 432600.5368 | 7470 | 3102.4511 | 0 | 323027.6916 | 90000 | 109572.8452 | 0.25 | 900 | -0.00219 | 480.6673 | -0.00026317
2017-10-04 07:00 | 9.2 | 120 | 1081.4965 | 0 | 0 | 20.0144 | 397.6254 | 0 | 20 | 24 | 11.5088 | 0 | 0 | 0 | 0 | 9.3852 | 0 | 0 | 0 | 0 | 1241983.59 | 832563.7912 | 398847.348 | 7470 | 3102.4511 | 0 | 293317.067 | 90000 | 105530.281 | 0.25 | 900 | -0.00081 | 443.1637 | -8.9741e-05
2017-10-04 07:15 | 9.2 | 180 | 1087.3373 | 0 | 0 | 19.9958 | 302.7841 | 0 | 20 | 24 | 11.4495 | 0 | 0 | 0 | 0 | 9.3479 | 0 | 0 | 0 | 0 | 1298542.411 | 917156.0991 | 371146.266 | 7470 | 2770.0456 | 0 | 268954.8632 | 90000 | 102191.4029 | 0.25 | 900 | -0.00029 | 412.3847 | -2.9898e-05
2017-10-04 07:30 | 9.2 | 240 | 1087.3373 | 0 | 0 | 19.9944 | 240.1467 | 0 | 20 | 24 | 11.3909 | 0 | 0 | 0 | 0 | 9.3245 | 0 | 0 | 0 | 0 | 1280535 | 917156.0991 | 353138.8553 | 7470 | 2770.0456 | 0 | 253117.929 | 90000 | 100020.9263 | 0.25 | 900 | 0.00013 | 392.3765 | 1.2752e-05
2017-10-04 07:45 | 9.2 | 270.75 | 1087.3373 | 0 | 0 | 19.9931 | 122.0946 | 0 | 20 | 24 | 11.3364 | 0 | 0 | 0 | 0 | 9.2996 | 0 | 0 | 0 | 0 | 1246028.126 | 917156.0991 | 318631.9814 | 7470 | 2770.0456 | 0 | 222770.2517 | 90000 | 95861.7298 | 0.25 | 900 | 1e-05 | 354.0355 | 8.8509e-07
2017-10-04 08:00 | 9.2 | 301.5 | 1087.3373 | 0 | 0 | 19.9921 | 53.3367 | 0 | 20 | 24 | 11.2863 | 0 | 0 | 0 | 0 | 9.2798 | 0 | 0 | 0 | 0 | 1225829.307 | 917156.0991 | 298433.1624 | 7470 | 2770.0456 | 0 | 205006.0449 | 90000 | 93427.1175 | 0.25 | 900 | 0.00031 | 331.5924 | 2.5698e-05
2017-10-04 08:15 | 9.225 | 332.25 | 784.8634 | 0 | 0 | 20.0222 | 147.3393 | 0 | 20 | 24 | 11.2529 | 0 | 0 | 0 | 0 | 9.3011 | 0 | 0 | 0 | 0 | 1137190.278 | 802160.3193 | 326341.1382 | 7470 | 1218.8201 | 0 | 229552.4399 | 90000 | 96788.6983 | 0.25 | 900 | -9e-05 | 362.6013 | -8.1585e-06
2017-10-04 08:30 | 9.25 | 363 | 784.8634 | 0 | 0 | 20.0081 | 0 | 42.3732 | 20 | 24 | 11.2351 | 0 | 0 | 0 | 0 | 9.3142 | 0 | 0 | 0 | 0 | 1080849.139 | 802160.3193 | 270000 | 7470 | 1218.8201 | 0 | 180000 | 90000 | 90000 | 0.25 | 900 | 0.00018 | 300 | 1.35e-05
2017-10-04 08:45 | 9.275 | 372.25 | 784.8634 | 0 | 0 | 20.0356 | 0 | 43.4677 | 20 | 24 | 11.2283 | 0 | 0 | 0 | 0 | 9.334 | 0 | 0 | 0 | 0 | 1080849.139 | 802160.3193 | 270000 | 7470 | 1218.8201 | 0 | 180000 | 90000 | 90000 | 0.25 | 900 | -0.00033 | 300 | -2.475e-05
2017-10-04 09:00 | 9.3 | 381.5 | 784.8634 | 0 | 0 | 20.1338 | 0 | 45.9217 | 20 | 24 | 11.2292 | 0 | 0 | 0 | 0 | 9.3573 | 0 | 0 | 0 | 0 | 1080849.139 | 802160.3193 | 270000 | 7470 | 1218.8201 | 0 | 180000 | 90000 | 90000 | 0.25 | 900 | 0.00282 | 300 | 0.0002115
2017-10-04 09:15 | 9.325 | 390.75 | 659.069 | 0 | 0 | 20.2133 | 0 | 45.9092 | 20 | 24 | 11.2313 | 0 | 0 | 0 | 0 | 9.3858 | 0 | 0 | 0 | 0 | 1033821.049 | 755520.0357 | 270000 | 7470 | 831.0137 | 0 | 180000 | 90000 | 90000 | 0.25 | 900 | 0.00614 | 300 | 0.0004605
2017-10-04 09:30 | 9.35 | 400 | 659.069 | 0 | 0 | 20.2786 | 0 | 45.8895 | 20 | 24 | 11.2368 | 0 | 0 | 0 | 0 | 9.4157 | 0 | 0 | 0 | 0 | 1033821.049 | 755520.0357 | 270000 | 7470 | 831.0137 | 0 | 180000 | 90000 | 90000 | 0.25 | 900 | 0.0073 | 300 | 0.0005475
2017-10-04 09:45 | 9.375 | 403.5 | 659.069 | 0 | 0 | 20.3943 | 0 | 47.9751 | 20 | 24 | 11.417 | 0 | 0 | 0 | 0 | 9.5496 | 0 | 0 | 0 | 0 | 1033821.049 | 755520.0357 | 270000 | 7470 | 831.0137 | 0 | 180000 | 90000 | 90000 | 0.25 | 900 | 0.00214 | 300 | 0.0001605
2017-10-04 10:00 | 9.4 | 407 | 659.069 | 0 | 0 | 20.5147 | 0 | 47.8574 | 20 | 24 | 11.8485 | 0 | 0 | 0 | 0 | 9.8089 | 0 | 0 | 0 | 0 | 1033821.049 | 755520.0357 | 270000 | 7470 | 831.0137 | 0 | 180000 | 90000 | 90000 | 0.25 | 900 | 0.00714 | 300 | 0.0005355
2017-10-04 10:15 | 9.8 | 410.5 | 660.4469 | 0 | 0 | 20.6445 | 0 | 45.12 | 20 | 24 | 12.5828 | 0 | 0 | 0 | 0 | 10.3651 | 0 | 0 | 0 | 0 | 1049671.914 | 771370.9002 | 270000 | 7470 | 831.0137 | 0 | 180000 | 90000 | 90000 | 0.25 | 900 | 0.00264 | 300 | 0.000198
2017-10-04 10:30 | 10.2 | 414 | 660.4469 | 0 | 0 | 20.7928 | 0 | 42.7906 | 20 | 24 | 13.461 | 0 | 0 | 0 | 0 | 10.8554 | 0 | 0 | 0 | 0 | 869671.9138 | 771370.9002 | 90000 | 7470 | 831.0137 | 0 | 0 | 90000 | 90000 | 0.25 | 900 | 0.00104 | 100 | 2.6e-05
2017-10-04 10:45 | 10.6 | 402.75 | 660.4469 | 0 | 0 | 21.0094 | 0 | 41.583 | 20 | 24 | 14.5968 | 0 | 0 | 0 | 0 | 11.3032 | 0 | 0 | 0 | 0 | 869671.9138 | 771370.9002 | 90000 | 7470 | 831.0137 | 0 | 0 | 90000 | 90000 | 0.25 | 900 | 0 | 100 | 0
2017-10-04 11:00 | 11 | 391.5 | 660.4469 | 0 | 0 | 21.1924 | 0 | 39.4092 | 20 | 24 | 15.5389 | 0 | 0 | 0 | 0 | 11.7092 | 0 | 0 | 0 | 0 | 869671.9138 | 771370.9002 | 90000 | 7470 | 831.0137 | 0 | 0 | 90000 | 90000 | 0.25 | 900 | 0.00021 | 100 | 5.25e-06
2017-10-04 11:15 | 10.825 | 380.25 | 667.2072 | 0 | 0 | 21.2903 | 0 | 41.3696 | 20 | 24 | 16.2097 | 0 | 0 | 0 | 0 | 11.6521 | 0 | 0 | 0 | 0 | 883042.6832 | 784741.6695 | 90000 | 7470 | 831.0137 | 0 | 0 | 90000 | 90000 | 0.25 | 900 | -9e-05 | 100 | -2.25e-06
2017-10-04 11:30 | 10.65 | 369 | 667.2072 | 0 | 0 | 21.3885 | 0 | 43.6095 | 20 | 24 | 16.9551 | 0 | 0 | 0 | 0 | 11.582 | 0 | 0 | 0 | 0 | 883042.6832 | 784741.6695 | 90000 | 7470 | 831.0137 | 0 | 0 | 90000 | 90000 | 0.25 | 900 | -2e-05 | 100 | -5e-07
2017-10-04 11:45 | 10.475 | 320 | 667.2072 | 0 | 0 | 21.4368 | 0 | 44.9362 | 20 | 24 | 17.5221 | 0 | 0 | 0 | 0 | 11.5029 | 0 | 0 | 0 | 0 | 883042.6832 | 784741.6695 | 90000 | 7470 | 831.0137 | 0 | 0 | 90000 | 90000 | 0.25 | 900 | -1e-05 | 100 | -2.5e-07
2017-10-04 12:00 | 10.3 | 271 | 667.2072 | 0 | 0 | 21.4032 | 0 | 45.0136 | 20 | 24 | 17.9029 | 0 | 0 | 0 | 0 | 11.3889 | 0 | 0 | 0 | 0 | 883042.6832 | 784741.6695 | 90000 | 7470 | 831.0137 | 0 | 0 | 90000 | 90000 | 0.25 | 900 | -9e-05 | 100 | -2.25e-06
2017-10-04 12:15 | 10.425 | 222 | 667.3073 | 0 | 0 | 21.3801 | 0 | 44.1382 | 20 | 24 | 18.2851 | 0 | 0 | 0 | 0 | 11.6092 | 0 | 0 | 0 | 0 | 872811.3304 | 774510.3167 | 90000 | 7470 | 831.0137 | 0 | 0 | 90000 | 90000 | 0.25 | 900 | -3e-05 | 100 | -7.5e-07
2017-10-04 12:30 | 10.55 | 173 | 667.3073 | 0 | 0 | 21.4181 | 0 | 44.2856 | 20 | 24 | 18.578 | 0 | 0 | 0 | 0 | 11.884 | 0 | 0 | 0 | 0 | 872811.3304 | 774510.3167 | 90000 | 7470 | 831.0137 | 0 | 0 | 90000 | 90000 | 0.25 | 900 | -2e-05 | 100 | -5e-07
2017-10-04 12:45 | 10.675 | 161.75 | 667.3073 | 0 | 0 | 21.4761 | 0 | 44.0046 | 20 | 24 | 18.8169 | 0 | 0 | 0 | 0 | 12.2457 | 0 | 0 | 0 | 0 | 1142418.608 | 774510.3167 | 99710.3571 | 267366.9205 | 831.0137 | 0 | 0 | 90000 | 99710.3571 | 0.25 | 900 | -2e-05 | 110.7893 | -5.5395e-07
2017-10-04 13:00 | 10.8 | 150.5 | 667.3073 | 0 | 0 | 21.5458 | 0 | 43.7222 | 20 | 24 | 19.055 | 0 | 0 | 0 | 0 | 12.7389 | 0 | 0 | 0 | 0 | 1146531.813 | 774510.3167 | 99710.3571 | 271480.1257 | 831.0137 | 0 | 0 | 90000 | 99710.3571 | 0.25 | 900 | -0.00021 | 110.7893 | -5.8164e-06
2017-10-04 13:15 | 10.7 | 139.25 | 664.8583 | 0 | 0 | 21.5778 | 0 | 44.092 | 20 | 24 | 19.1706 | 0 | 0 | 0 | 0 | 12.4853 | 0 | 0 | 0 | 0 | 1136466.497 | 761050.4743 | 99710.3571 | 274874.6516 | 831.0137 | 0 | 0 | 90000 | 99710.3571 | 0.25 | 900 | -0.00021 | 110.7893 | -5.8164e-06
2017-10-04 13:30 | 10.6 | 128 | 664.8583 | 0 | 0 | 21.5138 | 0 | 43.1287 | 20 | 24 | 18.8412 | 0 | 0 | 0 | 0 | 11.8001 | 0 | 0 | 0 | 0 | 1139679.128 | 761050.4743 | 99710.3571 | 278087.2824 | 831.0137 | 0 | 0 | 90000 | 99710.3571 | 0.25 | 900 | -0.00023 | 110.7893 | -6.3704e-06
2017-10-04 13:45 | 10.5 | 129 | 664.8583 | 0 | 0 | 21.4226 | 0 | 43.1575 | 20 | 24 | 17.8779 | 0 | 0 | 0 | 0 | 11.0436 | 0 | 0 | 0 | 0 | 1142598.54 | 761050.4743 | 99710.3571 | 281006.6947 | 831.0137 | 0 | 0 | 90000 | 99710.3571 | 0.25 | 900 | -0.00043 | 110.7893 | -1.191e-05
2017-10-04 14:00 | 10.4 | 130 | 664.8583 | 0 | 0 | 21.3202 | 0 | 43.339 | 20 | 24 | 16.5588 | 0 | 0 | 0 | 0 | 10.6297 | 0 | 0 | 0 | 0 | 1145156.82 | 761050.4743 | 99710.3571 | 283564.9751 | 831.0137 | 0 | 0 | 90000 | 99710.3571 | 0.25 | 900 | -0.00131 | 110.7893 | -3.6283e-05
2017-10-04 14:15 | 10.225 | 131 | 676.4847 | 0 | 0 | 21.2729 | 0 | 44.7895 | 20 | 24 | 15.4133 | 0 | 0 | 0 | 0 | 10.3767 | 0 | 0 | 0 | 0 | 1152848.171 | 765614.8792 | 99710.3571 | 286691.9207 | 831.0137 | 0 | 0 | 90000 | 99710.3571 | 0.25 | 900 | -0.00169 | 110.7893 | -4.6808e-05
2017-10-04 14:30 | 10.05 | 132 | 676.4847 | 0 | 0 | 21.2635 | 0 | 46.5152 | 20 | 24 | 14.5015 | 0 | 0 | 0 | 0 | 10.1584 | 0 | 0 | 0 | 0 | 1155853.957 | 765614.8792 | 99710.3571 | 289697.7075 | 831.0137 | 0 | 0 | 90000 | 99710.3571 | 0.25 | 900 | -0.0032 | 110.7893 | -8.8631e-05
2017-10-04 14:45 | 9.875 | 129.5 | 676.4847 | 0 | 0 | 21.2882 | 0 | 48.658 | 20 | 24 | 13.9408 | 0 | 0 | 0 | 0 | 10.0676 | 0 | 0 | 0 | 0 | 1043915.893 | 765614.8792 | 270000 | 7470 | 831.0137 | 0 | 180000 | 90000 | 90000 | 0.25 | 900 | -0.0069 | 300 | -0.0005175
2017-10-04 15:00 | 9.7 | 127 | 676.4847 | 0 | 0 | 21.3151 | 0 | 50.4005 | 20 | 24 | 13.7516 | 0 | 0 | 0 | 0 | 10.0685 | 0 | 0 | 0 | 0 | 1043915.893 | 765614.8792 | 270000 | 7470 | 831.0137 | 0 | 180000 | 90000 | 90000 | 0.25 | 900 | -0.00168 | 300 | -0.000126
2017-10-04 15:15 | 9.85 | 124.5 | 743.5399 | 0 | 0 | 21.3385 | 0 | 49.594 | 20 | 24 | 13.8312 | 0 | 0 | 0 | 0 | 10.3169 | 0 | 0 | 0 | 0 | 1111937.505 | 833027.0814 | 270000 | 7470 | 1440.4237 | 0 | 180000 | 90000 | 90000 | 0.25 | 900 | -0.00467 | 300 | -0.00035025
2017-10-04 15:30 | 10 | 122 | 743.5399 | 0 | 0 | 21.3528 | 0 | 48.1959 | 20 | 24 | 14.0606 | 0 | 0 | 0 | 0 | 10.531 | 0 | 0 | 0 | 0 | 931937.5052 | 833027.0814 | 90000 | 7470 | 1440.4237 | 0 | 0 | 90000 | 90000 | 0.25 | 900 | -0.00313 | 100 | -7.825e-05
2017-10-04 15:45 | 10.15 | 124.75 | 743.5399 | 0 | 0 | 21.361 | 0 | 46.8211 | 20 | 24 | 14.3196 | 0 | 0 | 0 | 0 | 10.7007 | 0 | 0 | 0 | 0 | 931937.5052 | 833027.0814 | 90000 | 7470 | 1440.4237 | 0 | 0 | 90000 | 90000 | 0.25 | 900 | -0.00297 | 100 | -7.425e-05
2017-10-04 16:00 | 10.3 | 127.5 | 743.5399 | 0 | 0 | 21.366 | 0 | 45.4975 | 20 | 24 | 14.5453 | 0 | 0 | 0 | 0 | 10.8542 | 0 | 0 | 0 | 0 | 931937.5052 | 833027.0814 | 90000 | 7470 | 1440.4237 | 0 | 0 | 90000 | 90000 | 0.25 | 900 | -0.00074 | 100 | -1.85e-05
2017-10-04 16:15 | 10.35 | 130.25 | 968.6641 | 0 | 0 | 21.3832 | 0 | 45.5242 | 20 | 24 | 14.6964 | 0 | 0 | 0 | 0 | 10.8518 | 0 | 0 | 0 | 0 | 1154772.335 | 1054199.884 | 90000 | 7470 | 3102.4511 | 0 | 0 | 90000 | 90000 | 0.25 | 900 | -0.00107 | 100 | -2.675e-05
2017-10-04 16:30 | 10.4 | 133 | 968.6641 | 0 | 0 | 21.3855 | 0 | 44.7266 | 20 | 24 | 14.7688 | 0 | 0 | 0 | 0 | 10.8116 | 0 | 0 | 0 | 0 | 1154772.335 | 1054199.884 | 90000 | 7470 | 3102.4511 | 0 | 0 | 90000 | 90000 | 0.25 | 900 | -1e-05 | 100 | -2.5e-07
2017-10-04 16:45 | 10.45 | 111.75 | 968.6641 | 0 | 0 | 21.3504 | 0 | 43.0185 | 20 | 24 | 14.769 | 0 | 0 | 0 | 0 | 10.7709 | 0 | 0 | 0 | 0 | 1154772.335 | 1054199.884 | 90000 | 7470 | 3102.4511 | 0 | 0 | 90000 | 90000 | 0.25 | 900 | -0.00057 | 100 | -1.425e-05
2017-10-04 17:00 | 10.5 | 90.5 | 968.6641 | 0 | 0 | 21.2717 | 0 | 40.7724 | 20 | 24 | 14.6898 | 0 | 0 | 0 | 0 | 10.7353 | 0 | 0 | 0 | 0 | 1154772.335 | 1054199.884 | 90000 | 7470 | 3102.4511 | 0 | 0 | 90000 | 90000 | 0.25 | 900 | -0.00108 | 100 | -2.7e-05
2017-10-04 17:15 | 10.325 | 69.25 | 1303.7902 | 0 | 0 | 21.2083 | 0 | 42.1388 | 20 | 24 | 14.468 | 0 | 0 | 0 | 0 | 10.5212 | 0 | 0 | 0 | 0 | 1431974.878 | 1330183.607 | 90000 | 7470 | 4321.2711 | 0 | 0 | 90000 | 90000 | 0.25 | 900 | -1e-05 | 100 | -2.5e-07
2017-10-04 17:30 | 10.15 | 48 | 1303.7902 | 0 | 0 | 21.1443 | 0 | 43.6487 | 20 | 24 | 14.0656 | 0 | 0 | 0 | 0 | 10.2772 | 0 | 0 | 0 | 0 | 1431974.878 | 1330183.607 | 90000 | 7470 | 4321.2711 | 0 | 0 | 90000 | 90000 | 0.25 | 900 | 0 | 100 | 0
2017-10-04 17:45 | 9.975 | 36 | 1303.7902 | 0 | 0 | 21.0552 | 0 | 44.065 | 20 | 24 | 13.4981 | 0 | 0 | 0 | 0 | 10.0813 | 0 | 0 | 0 | 0 | 1611974.878 | 1330183.607 | 270000 | 7470 | 4321.2711 | 0 | 180000 | 90000 | 90000 | 0.25 | 900 | 0.00072 | 300 | 5.4e-05
2017-10-04 18:00 | 9.8 | 24 | 1303.7902 | 0 | 0 | 20.961 | 0 | 44.6823 | 20 | 24 | 13.0247 | 0 | 0 | 0 | 0 | 9.8881 | 0 | 0 | 0 | 0 | 1611974.878 | 1330183.607 | 270000 | 7470 | 4321.2711 | 0 | 180000 | 90000 | 90000 | 0.25 | 900 | -0.00225 | 300 | -0.00016875
2017-10-04 18:15 | 9.675 | 0 | 1525.0463 | 0 | 0 | 20.9292 | 0 | 46.6348 | 20 | 24 | 12.6616 | 0 | 0 | 0 | 0 | 9.7593 | 0 | 0 | 0 | 0 | 1741287.097 | 1419081.786 | 270000 | 7470 | 44735.3104 | 0 | 180000 | 90000 | 90000 | 0.25 | 900 | -0.00055 | 300 | -4.125e-05
2017-10-04 18:30 | 9.55 | 0 | 1525.0463 | 0 | 0 | 20.9163 | 0 | 47.5792 | 20 | 24 | 12.3814 | 0 | 0 | 0 | 0 | 9.6434 | 0 | 0 | 0 | 0 | 1741287.097 | 1419081.786 | 270000 | 7470 | 44735.3104 | 0 | 180000 | 90000 | 90000 | 0.25 | 900 | 0.0056 | 300 | 0.00042
2017-10-04 18:45 | 9.425 | 0 | 1525.0463 | 0 | 0 | 20.8904 | 0 | 48.182 | 20 | 24 | 12.165 | 0 | 0 | 0 | 0 | 9.5332 | 0 | 0 | 0 | 0 | 1741287.097 | 1419081.786 | 270000 | 7470 | 44735.3104 | 0 | 180000 | 90000 | 90000 | 0.25 | 900 | 0.00895 | 300 | 0.00067125
2017-10-04 19:00 | 9.3 | 0 | 1525.0463 | 0 | 0 | 20.8513 | 0 | 48.5981 | 20 | 24 | 12.0076 | 0 | 0 | 0 | 0 | 9.4277 | 0 | 0 | 0 | 0 | 1741287.097 | 1419081.786 | 270000 | 7470 | 44735.3104 | 0 | 180000 | 90000 | 90000 | 0.25 | 900 | 0.00948 | 300 | 0.000711
2017-10-04 19:15 | 9.25 | 0 | 1515.8774 | 0 | 0 | 20.8084 | 0 | 48.5626 | 20 | 24 | 11.8905 | 0 | 0 | 0 | 0 | 9.3737 | 0 | 0 | 0 | 0 | 1715010.367 | 1392175.501 | 270000 | 7470 | 45364.8662 | 0 | 180000 | 90000 | 90000 | 0.25 | 900 | 0.01123 | 300 | 0.00084225
2017-10-04 19:30 | 9.2 | 0 | 1515.8774 | 0 | 0 | 20.7624 | 0 | 48.5248 | 20 | 24 | 11.7966 | 0 | 0 | 0 | 0 | 9.3261 | 0 | 0 | 0 | 0 | 1715010.367 | 1392175.501 | 270000 | 7470 | 45364.8662 | 0 | 180000 | 90000 | 90000 | 0.25 | 900 | 0.01245 | 300 | 0.00093375
2017-10-04 19:45 | 9.15 | 0 | 1515.8774 | 0 | 0 | 20.7144 | 0 | 48.4943 | 20 | 24 | 11.7168 | 0 | 0 | 0 | 0 | 9.2751 | 0 | 0 | 0 | 0 | 1715010.367 | 1392175.501 | 270000 | 7470 | 45364.8662 | 0 | 180000 | 90000 | 90000 | 0.25 | 900 | 0.01161 | 300 | 0.00087075
2017-10-04 20:00 | 9.1 | 0 | 1515.8774 | 0 | 0 | 20.666 | 0 | 48.4974 | 20 | 24 | 11.6477 | 0 | 0 | 0 | 0 | 9.224 | 0 | 0 | 0 | 0 | 1715010.367 | 1392175.501 | 270000 | 7470 | 45364.8662 | 0 | 180000 | 90000 | 90000 | 0.25 | 900 | 0.00678 | 300 | 0.0005085
2017-10-04 20:15 | 9.075 | 0 | 1503.2964 | 0 | 0 | 20.6268 | 0 | 48.6172 | 20 | 24 | 11.5962 | 0 | 0 | 0 | 0 | 9.2029 | 0 | 0 | 0 | 0 | 1700429.877 | 1377595.011 | 270000 | 7470 | 45364.8662 | 0 | 180000 | 90000 | 90000 | 0.25 | 900 | 0.00511 | 300 | 0.00038325
2017-10-04 20:30 | 9.05 | 0 | 1503.2964 | 0 | 0 | 20.596 | 0 | 48.7817 | 20 | 24 | 11.5584 | 0 | 0 | 0 | 0 | 9.1866 | 0 | 0 | 0 | 0 | 1700429.877 | 1377595.011 | 270000 | 7470 | 45364.8662 | 0 | 180000 | 90000 | 90000 | 0.25 | 900 | 0.00374 | 300 | 0.0002805
2017-10-04 20:45 | 9.025 | 0 | 1503.2964 | 0 | 0 | 20.5694 | 0 | 48.8759 | 20 | 24 | 11.5277 | 0 | 0 | 0 | 0 | 9.1694 | 0 | 0 | 0 | 0 | 1700429.877 | 1377595.011 | 270000 | 7470 | 45364.8662 | 0 | 180000 | 90000 | 90000 | 0.25 | 900 | 0.00277 | 300 | 0.00020775
2017-10-04 21:00 | 9 | 0 | 1503.2964 | 0 | 0 | 20.5445 | 0 | 48.9186 | 20 | 24 | 11.496 | 0 | 0 | 0 | 0 | 9.1533 | 0 | 0 | 0 | 0 | 1700429.877 | 1377595.011 | 270000 | 7470 | 45364.8662 | 0 | 180000 | 90000 | 90000 | 0.25 | 900 | 0.00308 | 300 | 0.000231
2017-10-04 21:15 | 8.95 | 0 | 1422.5951 | 0 | 0 | 20.5097 | 0 | 48.7955 | 20 | 24 | 11.4606 | 0 | 0 | 0 | 0 | 9.1065 | 0 | 0 | 0 | 0 | 1585406.911 | 1264143.416 | 270000 | 7470 | 43793.4949 | 0 | 180000 | 90000 | 90000 | 0.25 | 900 | 0.0023 | 300 | 0.0001725
2017-10-04 21:30 | 8.9 | 0 | 1422.5951 | 0 | 0 | 20.4626 | 0 | 48.5016 | 20 | 24 | 11.4206 | 0 | 0 | 0 | 0 | 9.0544 | 0 | 0 | 0 | 0 | 1585406.911 | 1264143.416 | 270000 | 7470 | 43793.4949 | 0 | 180000 | 90000 | 90000 | 0.25 | 900 | 0.00219 | 300 | 0.00016425
2017-10-04 21:45 | 8.85 | 0 | 1422.5951 | 0 | 0 | 20.4098 | 0 | 48.3302 | 20 | 24 | 11.3798 | 0 | 0 | 0 | 0 | 9.0042 | 0 | 0 | 0 | 0 | 1585406.911 | 1264143.416 | 270000 | 7470 | 43793.4949 | 0 | 180000 | 90000 | 90000 | 0.25 | 900 | 0.00155 | 300 | 0.00011625
2017-10-04 22:00 | 8.8 | 0 | 1422.5951 | 0 | 0 | 20.3571 | 0 | 48.3064 | 20 | 24 | 11.3407 | 0 | 0 | 0 | 0 | 8.9542 | 0 | 0 | 0 | 0 | 1585406.911 | 1264143.416 | 270000 | 7470 | 43793.4949 | 0 | 180000 | 90000 | 90000 | 0.25 | 900 | 0.00187 | 300 | 0.00014025
2017-10-04 22:15 | 8.875 | 0 | 1194.5375 | 0 | 0 | 20.2778 | 0 | 46.2875 | 20 | 24 | 11.3103 | 0 | 0 | 0 | 0 | 9.001 | 0 | 0 | 0 | 0 | 1328571.86 | 1009469.001 | 270000 | 7470 | 41632.8593 | 0 | 180000 | 90000 | 90000 | 0.25 | 900 | 0.00116 | 300 | 8.7e-05
2017-10-04 22:30 | 8.95 | 0 | 1194.5375 | 0 | 0 | 20.1931 | 0 | 44.7651 | 20 | 24 | 11.2901 | 0 | 0 | 0 | 0 | 9.0667 | 0 | 0 | 0 | 0 | 1328571.86 | 1009469.001 | 270000 | 7470 | 41632.8593 | 0 | 180000 | 90000 | 90000 | 0.25 | 900 | 0.00213 | 300 | 0.00015975
2017-10-04 22:45 | 9.025 | 0 | 1194.5375 | 0 | 0 | 20.1203 | 0 | 43.7968 | 20 | 24 | 11.278 | 0 | 0 | 0 | 0 | 9.1284 | 0 | 0 | 0 | 0 | 1328571.86 | 1009469.001 | 270000 | 7470 | 41632.8593 | 0 | 180000 | 90000 | 90000 | 0.25 | 900 | 0.00135 | 300 | 0.00010125
2017-10-04 23:00 | 9.1 | 0 | 1194.5375 | 0 | 0 | 20.0612 | 0 | 42.9903 | 20 | 24 | 11.2715 | 0 | 0 | 0 | 0 | 9.1912 | 0 | 0 | 0 | 0 | 1328571.86 | 1009469.001 | 270000 | 7470 | 41632.8593 | 0 | 180000 | 90000 | 90000 | 0.25 | 900 | 0.00197 | 300 | 0.00014775
2017-10-04 23:15 | 9.05 | 0 | 1011.2128 | 0 | 0 | 19.9795 | 0 | 42.1316 | 20 | 24 | 11.2646 | 0 | 0 | 0 | 0 | 9.1618 | 0 | 0 | 0 | 0 | 1105226.492 | 787730.259 | 270000 | 7470 | 40026.2329 | 0 | 180000 | 90000 | 90000 | 0.25 | 900 | 0.00183 | 300 | 0.00013725
2017-10-04 23:30 | 9 | 0 | 1011.2128 | 0 | 0 | 20.0026 | 148.3129 | 0 | 20 | 24 | 11.2557 | 0 | 0 | 0 | 0 | 9.1285 | 0 | 0 | 0 | 0 | 1162517.549 | 787730.259 | 327291.0572 | 7470 | 40026.2329 | 0 | 230367.4322 | 90000 | 96923.625 | 0.25 | 900 | 0.00182 | 363.6567 | 0.00016546
2017-10-04 23:45 | 8.95 | 0 | 1011.2128 | 0 | 0 | 20.0008 | 67.0825 | 0 | 20 | 24 | 11.2453 | 0 | 0 | 0 | 0 | 9.0834 | 0 | 0 | 0 | 0 | 1138501.558 | 787730.259 | 303275.0657 | 7470 | 40026.2329 | 0 | 209251.1289 | 90000 | 94023.9368 | 0.25 | 900 | 1e-05 | 336.9723 | 8.4243e-07
2017-10-05 | 8.9 | 0 | 1011.2128 | 0 | 0 | 20.0021 | 135.178 | 0 | 20 | 24 | 11.2339 | 0 | 0 | 0 | 0 | 9.0442 | 0 | 0 | 0 | 0 | 1158792.381 | 787730.259 | 323565.8887 | 7470 | 40026.2329 | 0 | 227083.9342 | 90000 | 96481.9545 | 0.25 | 900 | 1e-05 | 359.5177 | 8.9879e-07

## Details_2025-11-22
datetime | Environment:Site Outdoor Air Drybulb Temperature [C](TimeStep) | Environment:Site Direct Solar Radiation Rate per Area [W/m2](TimeStep) | LIVING_UNIT1:Zone Total Internal Total Heating Rate [W](TimeStep) | GARAGE1:Zone Total Internal Total Heating Rate [W](TimeStep) | ATTIC_UNIT1:Zone Total Internal Total Heating Rate [W](TimeStep) | LIVING_UNIT1:Zone Air Temperature [C](TimeStep) | LIVING_UNIT1:Zone Air System Sensible Heating Rate [W](TimeStep) | LIVING_UNIT1:Zone Air System Sensible Cooling Rate [W](TimeStep) | LIVING_UNIT1:Zone Thermostat Heating Setpoint Temperature [C](TimeStep) | LIVING_UNIT1:Zone Thermostat Cooling Setpoint Temperature [C](TimeStep) | GARAGE1:Zone Air Temperature [C](TimeStep) | GARAGE1:Zone Air System Sensible Heating Rate [W](TimeStep) | GARAGE1:Zone Air System Sensible Cooling Rate [W](TimeStep) | GARAGE1:Zone Thermostat Heating Setpoint Temperature [C](TimeStep) | GARAGE1:Zone Thermostat Cooling Setpoint Temperature [C](TimeStep) | ATTIC_UNIT1:Zone Air Temperature [C](TimeStep) | ATTIC_UNIT1:Zone Air System Sensible Heating Rate [W](TimeStep) | ATTIC_UNIT1:Zone Air System Sensible Cooling Rate [W](TimeStep) | ATTIC_UNIT1:Zone Thermostat Heating Setpoint Temperature [C](TimeStep) | ATTIC_UNIT1:Zone Thermostat Cooling Setpoint Temperature [C](TimeStep) | Electricity:Facility [J](TimeStep) | Electricity:Building [J](TimeStep) | Electricity:HVAC [J](TimeStep) | Electricity:Plant [J](TimeStep) | ExteriorLights:Electricity [J](TimeStep) | Cooling:Electricity [J](TimeStep) | Heating:Electricity [J](TimeStep) | Ventilation:Fans:Electricity [J](TimeStep) | Fans:Electricity [J](TimeStep) | dt_hours | dt_seconds | current_price | P_total_W | step_cost_real
2017-11-22 | 6.8 | 0 | 1011.2128 | 0 | 0 | 20.02 | 1583.49 | 0 | 20 | 24 | 8.2847 | 0 | 0 | 0 | 0 | 6.9464 | 0 | 0 | 0 | 0 | 1596107.524 | 787730.259 | 760881.0323 | 7470 | 40026.2329 | 0 | 0 | 90000 | 0 | 0.25 | 900 | 0.1172 | 0 | 0
2017-11-22 00:15 | 6.825 | 0 | 873.1528 | 0 | 0 | 20.081 | 1572.7727 | 0 | 20 | 24 | 8.2864 | 0 | 0 | 0 | 0 | 6.9673 | 0 | 0 | 0 | 0 | 1680044.865 | 613262.9701 | 759543.3195 | 267877.1539 | 39361.422 | 0 | 608683.2632 | 90000 | 150860.0562 | 0.25 | 900 | 0.10343 | 843.937 | 0.021822
2017-11-22 00:30 | 6.85 | 0 | 873.1528 | 0 | 0 | 20.0793 | 1323.1882 | 0 | 20 | 24 | 8.3177 | 0 | 0 | 0 | 0 | 6.9883 | 0 | 0 | 0 | 0 | 1345723.639 | 613262.9701 | 685629.2467 | 7470 | 39361.422 | 0 | 543974.7701 | 90000 | 141654.4767 | 0.25 | 900 | 0.09168 | 761.8103 | 0.017461
2017-11-22 00:45 | 6.875 | 0 | 873.1528 | 0 | 0 | 20.0788 | 1197.6912 | 0 | 20 | 24 | 8.3668 | 0 | 0 | 0 | 0 | 7.0062 | 0 | 0 | 0 | 0 | 1309029.807 | 613262.9701 | 648935.4153 | 7470 | 39361.422 | 0 | 511856.3697 | 90000 | 137079.0457 | 0.25 | 900 | 0.08573 | 721.0394 | 0.015454
2017-11-22 01:00 | 6.9 | 0 | 873.1528 | 0 | 0 | 20.0754 | 1033.701 | 0 | 20 | 24 | 8.4311 | 0 | 0 | 0 | 0 | 7.0168 | 0 | 0 | 0 | 0 | 1520711.306 | 613262.9701 | 600733.6857 | 267353.2281 | 39361.422 | 0 | 469656.4303 | 90000 | 131077.2554 | 0.25 | 900 | 0.09895 | 667.4819 | 0.016512
2017-11-22 01:15 | 7 | 0 | 835.0282 | 0 | 0 | 19.9659 | 980.1601 | 0 | 20 | 24 | 8.4815 | 0 | 0 | 0 | 0 | 7.0866 | 0 | 0 | 0 | 0 | 1190722.386 | 562337.4017 | 581553.5624 | 7470 | 39361.422 | 0 | 452908.2083 | 90000 | 128645.3541 | 0.25 | 900 | 0.09259 | 646.1706 | 0.014957
2017-11-22 01:30 | 7.1 | 0 | 835.0282 | 0 | 0 | 19.961 | 1310.5928 | 0 | 20 | 24 | 8.5301 | 0 | 0 | 0 | 0 | 7.2014 | 0 | 0 | 0 | 0 | 1288013.449 | 562337.4017 | 678844.6257 | 7470 | 39361.422 | 0 | 538196.4765 | 90000 | 140648.1492 | 0.25 | 900 | 0.09222 | 754.2718 | 0.01739
2017-11-22 01:45 | 7.2 | 0 | 835.0282 | 0 | 0 | 19.9633 | 1379.4246 | 0 | 20 | 24 | 8.5929 | 0 | 0 | 0 | 0 | 7.3105 | 0 | 0 | 0 | 0 | 1307010.367 | 562337.4017 | 697841.5429 | 7470 | 39361.422 | 0 | 554908.3475 | 90000 | 142933.1954 | 0.25 | 900 | 0.0935 | 775.3795 | 0.018124
2017-11-22 02:00 | 7.3 | 0 | 835.0282 | 0 | 0 | 19.9636 | 1556.4418 | 0 | 20 | 24 | 8.67 | 0 | 0 | 0 | 0 | 7.4219 | 0 | 0 | 0 | 0 | 1356276.642 | 562337.4017 | 747107.8181 | 7470 | 39361.422 | 0 | 598155.5193 | 90000 | 148952.2989 | 0.25 | 900 | 0.09037 | 830.1198 | 0.018754
2017-11-22 02:15 | 7.325 | 0 | 823.4563 | 0 | 0 | 20.0201 | 1671.5909 | 0 | 20 | 24 | 8.7662 | 0 | 0 | 0 | 0 | 7.4675 | 0 | 0 | 0 | 0 | 1631922.972 | 545753.3182 | 781039.9114 | 265768.3201 | 39361.422 | 0 | 627915.3071 | 90000 | 153124.6043 | 0.25 | 900 | 0.08916 | 867.8221 | 0.019344
2017-11-22 02:30 | 7.35 | 0 | 823.4563 | 0 | 0 | 20.0227 | 1577.1395 | 0 | 20 | 24 | 8.8713 | 0 | 0 | 0 | 0 | 7.4994 | 0 | 0 | 0 | 0 | 1345059.201 | 545753.3182 | 752474.4605 | 7470 | 39361.422 | 0 | 602897.579 | 90000 | 149576.8815 | 0.25 | 900 | 0.08723 | 836.0827 | 0.018233
2017-11-22 02:45 | 7.375 | 0 | 823.4563 | 0 | 0 | 20.0231 | 1622.6804 | 0 | 20 | 24 | 8.9754 | 0 | 0 | 0 | 0 | 7.535 | 0 | 0 | 0 | 0 | 1357486.44 | 545753.3182 | 764901.7003 | 7470 | 39361.422 | 0 | 613810.0408 | 90000 | 151091.6594 | 0.25 | 900 | 0.087 | 849.8908 | 0.018485
2017-11-22 03:00 | 7.4 | 0 | 823.4563 | 0 | 0 | 20.0231 | 1607.5085 | 0 | 20 | 24 | 9.0752 | 0 | 0 | 0 | 0 | 7.5676 | 0 | 0 | 0 | 0 | 1352881.507 | 545753.3182 | 760296.7665 | 7470 | 39361.422 | 0 | 609793.1277 | 90000 | 150503.6389 | 0.25 | 900 | 0.08664 | 844.7742 | 0.018298
2017-11-22 03:15 | 7.525 | 0 | 814.9909 | 0 | 0 | 20.0372 | 1587.1585 | 0 | 20 | 24 | 9.1863 | 0 | 0 | 0 | 0 | 7.6882 | 0 | 0 | 0 | 0 | 1333817.528 | 533363.667 | 753622.439 | 7470 | 39361.422 | 0 | 604038.99 | 90000 | 149583.449 | 0.25 | 900 | 0.08507 | 837.3583 | 0.017809
2017-11-22 03:30 | 7.65 | 0 | 814.9909 | 0 | 0 | 20.0371 | 1513.579 | 0 | 20 | 24 | 9.3075 | 0 | 0 | 0 | 0 | 7.8139 | 0 | 0 | 0 | 0 | 1311173.863 | 533363.667 | 730978.7739 | 7470 | 39361.422 | 0 | 584277.1248 | 90000 | 146701.6491 | 0.25 | 900 | 0.08549 | 812.1986 | 0.017359
2017-11-22 03:45 | 7.775 | 0 | 814.9909 | 0 | 0 | 20.0367 | 1477.8467 | 0 | 20 | 24 | 9.4319 | 0 | 0 | 0 | 0 | 7.9374 | 0 | 0 | 0 | 0 | 1299611.476 | 533363.667 | 719416.3871 | 7470 | 39361.422 | 0 | 574226.6768 | 90000 | 145189.7104 | 0.25 | 900 | 0.08391 | 799.3515 | 0.016768
2017-11-22 04:00 | 7.9 | 0 | 814.9909 | 0 | 0 | 20.036 | 1425.8536 | 0 | 20 | 24 | 9.5563 | 0 | 0 | 0 | 0 | 8.061 | 0 | 0 | 0 | 0 | 1541938.719 | 533363.667 | 703321.0329 | 265892.597 | 39361.422 | 0 | 560194.3912 | 90000 | 143126.6416 | 0.25 | 900 | 0.08219 | 781.4678 | 0.016057
2017-11-22 04:15 | 7.95 | 0 | 851.7897 | 0 | 0 | 20.0221 | 1380.8069 | 0 | 20 | 24 | 9.6677 | 0 | 0 | 0 | 0 | 8.1175 | 0 | 0 | 0 | 0 | 1304296.118 | 566989.6412 | 689588.6404 | 7470 | 40247.8366 | 0 | 548179.1402 | 90000 | 141409.5002 | 0.25 | 900 | 0.08649 | 766.2096 | 0.016567
2017-11-22 04:30 | 8 | 0 | 851.7897 | 0 | 0 | 20.0215 | 1392.0618 | 0 | 20 | 24 | 9.7648 | 0 | 0 | 0 | 0 | 8.1687 | 0 | 0 | 0 | 0 | 1307258.54 | 566989.6412 | 692551.0623 | 7470 | 40247.8366 | 0 | 550812.3323 | 90000 | 141738.73 | 0.25 | 900 | 0.08543 | 769.5012 | 0.016435
2017-11-22 04:45 | 8.05 | 0 | 851.7897 | 0 | 0 | 20.0211 | 1369.8857 | 0 | 20 | 24 | 9.8514 | 0 | 0 | 0 | 0 | 8.2201 | 0 | 0 | 0 | 0 | 1300491.974 | 566989.6412 | 685784.4965 | 7470 | 40247.8366 | 0 | 544907.4832 | 90000 | 140877.0133 | 0.25 | 900 | 0.08842 | 761.9828 | 0.016844
2017-11-22 05:00 | 8.1 | 0 | 851.7897 | 0 | 0 | 20.0209 | 1362.8132 | 0 | 20 | 24 | 9.9305 | 0 | 0 | 0 | 0 | 8.2708 | 0 | 0 | 0 | 0 | 1557247.539 | 566989.6412 | 683263.6503 | 266746.4112 | 40247.8366 | 0 | 542728.0856 | 90000 | 140535.5647 | 0.25 | 900 | 0.08637 | 759.1818 | 0.016393
2017-11-22 05:15 | 8.15 | 0 | 975.6044 | 0 | 0 | 20.0204 | 1317.8948 | 0 | 20 | 24 | 10.0041 | 0 | 0 | 0 | 0 | 8.3196 | 0 | 0 | 0 | 0 | 1415328.107 | 696064.4026 | 670105.4439 | 7470 | 41688.2603 | 0 | 531210.8521 | 90000 | 138894.5919 | 0.25 | 900 | 0.0854 | 744.5616 | 0.015896
2017-11-22 05:30 | 8.2 | 0 | 975.6044 | 0 | 0 | 20.0201 | 1296.8521 | 0 | 20 | 24 | 10.0739 | 0 | 0 | 0 | 0 | 8.3691 | 0 | 0 | 0 | 0 | 1671623.088 | 696064.4026 | 663681.2726 | 270189.1529 | 41688.2603 | 0 | 525603.1584 | 90000 | 138078.1142 | 0.25 | 900 | 0.08591 | 737.4236 | 0.015838
2017-11-22 05:45 | 8.25 | 0 | 975.6044 | 0 | 0 | 20.0199 | 1278.9366 | 0 | 20 | 24 | 10.1409 | 0 | 0 | 0 | 0 | 8.419 | 0 | 0 | 0 | 0 | 1403359.595 | 696064.4026 | 658136.9317 | 7470 | 41688.2603 | 0 | 520766.8865 | 90000 | 137370.0452 | 0.25 | 900 | 0.08845 | 731.2633 | 0.01617
2017-11-22 06:00 | 8.3 | 0 | 975.6044 | 0 | 0 | 20.02 | 1298.9744 | 0 | 20 | 24 | 10.1894 | 0 | 0 | 0 | 0 | 8.4673 | 0 | 0 | 0 | 0 | 1671713.379 | 696064.4026 | 663276.8103 | 270683.9055 | 41688.2603 | 0 | 525310.8446 | 90000 | 137965.9658 | 0.25 | 900 | 0.08586 | 736.9742 | 0.015819
2017-11-22 06:15 | 8.475 | 0 | 1081.4965 | 0 | 0 | 20.0234 | 1262.5468 | 0 | 20 | 24 | 10.2154 | 0 | 0 | 0 | 0 | 8.6201 | 0 | 0 | 0 | 0 | 1767479.402 | 832563.7912 | 651536.6514 | 280276.5087 | 3102.4511 | 0 | 515109.0592 | 90000 | 136427.5922 | 0.25 | 900 | 0.08892 | 723.9296 | 0.016093
2017-11-22 06:30 | 8.65 | 0 | 1081.4965 | 0 | 0 | 20.023 | 1225.0135 | 0 | 20 | 24 | 10.2397 | 0 | 0 | 0 | 0 | 8.7835 | 0 | 0 | 0 | 0 | 1755366.266 | 832563.7912 | 639215.2414 | 280484.7827 | 3102.4511 | 0 | 504389.9558 | 90000 | 134825.2856 | 0.25 | 900 | 0.094 | 710.2392 | 0.016691
2017-11-22 06:45 | 8.825 | 0 | 1081.4965 | 0 | 0 | 20.0226 | 1199.5648 | 0 | 20 | 24 | 10.2845 | 0 | 0 | 0 | 0 | 8.9478 | 0 | 0 | 0 | 0 | 1746760.502 | 832563.7912 | 630418.867 | 280675.3924 | 3102.4511 | 0 | 496761.9388 | 90000 | 133656.9281 | 0.25 | 900 | 0.1021 | 700.4654 | 0.017879
2017-11-22 07:00 | 9 | 0 | 1081.4965 | 0 | 0 | 20.0222 | 1170.3541 | 0 | 20 | 24 | 10.3544 | 0 | 0 | 0 | 0 | 9.115 | 0 | 0 | 0 | 0 | 1737135.071 | 832563.7912 | 620619.4143 | 280849.4149 | 3102.4511 | 0 | 488247.0535 | 90000 | 132372.3608 | 0.25 | 900 | 0.1042 | 689.5771 | 0.017963
2017-11-22 07:15 | 9.05 | 0 | 1087.3373 | 0 | 0 | 20.0181 | 1171.7219 | 0 | 20 | 24 | 10.431 | 0 | 0 | 0 | 0 | 9.1766 | 0 | 0 | 0 | 0 | 1822212.584 | 917156.0991 | 620302.5893 | 281983.8501 | 2770.0456 | 0 | 487996.348 | 90000 | 132306.2413 | 0.25 | 900 | 0.11022 | 689.2251 | 0.018992
2017-11-22 07:30 | 9.1 | 0 | 1087.3373 | 0 | 0 | 20.0178 | 1159.2168 | 0 | 20 | 24 | 10.5061 | 0 | 0 | 0 | 0 | 9.2274 | 0 | 0 | 0 | 0 | 1889921.992 | 917156.0991 | 616429.7218 | 353566.1253 | 2770.0456 | 0 | 484618.7217 | 90000 | 131811.0002 | 0.25 | 900 | 0.11332 | 684.9219 | 0.019404
2017-11-22 07:45 | 9.15 | 0 | 1087.3373 | 0 | 0 | 20.0175 | 1138.2744 | 0 | 20 | 24 | 10.5801 | 0 | 0 | 0 | 0 | 9.2809 | 0 | 0 | 0 | 0 | 2022474.166 | 917156.0991 | 610133.6013 | 492414.4197 | 2770.0456 | 0 | 479109.489 | 90000 | 131024.1123 | 0.25 | 900 | 0.11309 | 677.9262 | 0.019167
2017-11-22 08:00 | 9.2 | 0 | 1087.3373 | 0 | 0 | 20.0173 | 1122.8964 | 0 | 20 | 24 | 10.6546 | 0 | 0 | 0 | 0 | 9.3336 | 0 | 0 | 0 | 0 | 1810393.025 | 917156.0991 | 605393.0161 | 285073.864 | 2770.0456 | 0 | 474967.2887 | 90000 | 130425.7275 | 0.25 | 900 | 0.1211 | 672.6589 | 0.020365
2017-11-22 08:15 | 9.3 | 0 | 784.8634 | 0 | 0 | 20.0241 | 1264.5452 | 0 | 20 | 24 | 10.7341 | 0 | 0 | 0 | 0 | 9.4243 | 0 | 0 | 0 | 0 | 1730725.349 | 802160.3193 | 643953.6351 | 283392.5746 | 1218.8201 | 0 | 508939.4134 | 90000 | 135014.2217 | 0.25 | 900 | 0.11406 | 715.504 | 0.020403
2017-11-22 08:30 | 9.4 | 0 | 784.8634 | 0 | 0 | 20.0242 | 1234.506 | 0 | 20 | 24 | 10.815 | 0 | 0 | 0 | 0 | 9.5122 | 0 | 0 | 0 | 0 | 2001738.353 | 802160.3193 | 634482.0249 | 563877.1886 | 1218.8201 | 0 | 500665.6913 | 90000 | 133816.3336 | 0.25 | 900 | 0.0967 | 704.98 | 0.017043
2017-11-22 08:45 | 9.5 | 0 | 784.8634 | 0 | 0 | 20.0243 | 1218.468 | 0 | 20 | 24 | 10.8925 | 0 | 0 | 0 | 0 | 9.5988 | 0 | 0 | 0 | 0 | 1718232.642 | 802160.3193 | 629063.7395 | 285789.7632 | 1218.8201 | 0 | 495955.6069 | 90000 | 133108.1326 | 0.25 | 900 | 0.08491 | 698.9597 | 0.014837
2017-11-22 09:00 | 9.6 | 0 | 784.8634 | 0 | 0 | 20.0245 | 1192.3041 | 0 | 20 | 24 | 10.9659 | 0 | 0 | 0 | 0 | 9.686 | 0 | 0 | 0 | 0 | 1706688.753 | 802160.3193 | 620868.569 | 282441.0449 | 1218.8201 | 0 | 488799.809 | 90000 | 132068.76 | 0.25 | 900 | 0.11524 | 689.854 | 0.019875
2017-11-22 09:15 | 9.5 | 0 | 659.069 | 0 | 0 | 20.0889 | 1189.9279 | 0 | 20 | 24 | 11.0348 | 0 | 0 | 0 | 0 | 9.5986 | 0 | 0 | 0 | 0 | 1662653.666 | 755520.0357 | 622394.2667 | 283908.3501 | 831.0137 | 0 | 490086.8513 | 90000 | 132307.4154 | 0.25 | 900 | 0.08572 | 691.5492 | 0.01482
2017-11-22 09:30 | 9.4 | 0 | 659.069 | 0 | 0 | 20.063 | 914.0162 | 0 | 20 | 24 | 11.0865 | 0 | 0 | 0 | 0 | 9.4824 | 0 | 0 | 0 | 0 | 1859213.151 | 755520.0357 | 544220.8432 | 558641.2581 | 831.0137 | 0 | 421255.289 | 90000 | 122965.5542 | 0.25 | 900 | 0.08607 | 604.6898 | 0.013011
2017-11-22 09:45 | 9.3 | 0 | 659.069 | 0 | 0 | 20.0327 | 922.3088 | 0 | 20 | 24 | 11.1182 | 0 | 0 | 0 | 0 | 9.3997 | 0 | 0 | 0 | 0 | 1587887.605 | 755520.0357 | 547088.9899 | 284447.5653 | 831.0137 | 0 | 423734.734 | 90000 | 123354.2559 | 0.25 | 900 | 0.07174 | 607.8767 | 0.010902
2017-11-22 10:00 | 9.2 | 0 | 659.069 | 0 | 0 | 20.0118 | 903.6304 | 0 | 20 | 24 | 11.1413 | 0 | 0 | 0 | 0 | 9.3378 | 0 | 0 | 0 | 0 | 1580181.755 | 755520.0357 | 542723.5278 | 281107.1779 | 831.0137 | 0 | 419851.5046 | 90000 | 122872.0232 | 0.25 | 900 | 0.08785 | 603.0261 | 0.013244
2017-11-22 10:15 | 9.125 | 0 | 660.4469 | 0 | 0 | 20.0125 | 921.4147 | 0 | 20 | 24 | 11.1381 | 0 | 0 | 0 | 0 | 9.2598 | 0 | 0 | 0 | 0 | 1601904.522 | 771370.9002 | 548750.0126 | 280952.596 | 831.0137 | 0 | 425118.4197 | 90000 | 123631.5929 | 0.25 | 900 | 0.08049 | 609.7222 | 0.012269
2017-11-22 10:30 | 9.05 | 0 | 660.4469 | 0 | 0 | 20.0157 | 909.1294 | 0 | 20 | 24 | 11.103 | 0 | 0 | 0 | 0 | 9.1745 | 0 | 0 | 0 | 0 | 1599729.126 | 771370.9002 | 545952.897 | 281574.3155 | 831.0137 | 0 | 422625.9099 | 90000 | 123326.9871 | 0.25 | 900 | 0.08153 | 606.6143 | 0.012364
2017-11-22 10:45 | 8.975 | 2.25 | 660.4469 | 0 | 0 | 20.0074 | 904.2395 | 0 | 20 | 24 | 11.0416 | 0 | 0 | 0 | 0 | 9.0875 | 0 | 0 | 0 | 0 | 1599059.077 | 771370.9002 | 544920.0356 | 281937.1271 | 831.0137 | 0 | 421685.0216 | 90000 | 123235.014 | 0.25 | 900 | 0.08133 | 605.4667 | 0.012311
2017-11-22 11:00 | 8.9 | 4.5 | 660.4469 | 0 | 0 | 20.0069 | 931.2623 | 0 | 20 | 24 | 10.9619 | 0 | 0 | 0 | 0 | 9.0034 | 0 | 0 | 0 | 0 | 1878275.31 | 771370.9002 | 553332.0332 | 552741.3634 | 831.0137 | 0 | 429046.3077 | 90000 | 124285.7256 | 0.25 | 900 | 0.08073 | 614.8134 | 0.012408
2017-11-22 11:15 | 8.85 | 6.75 | 667.2072 | 0 | 0 | 20.0135 | 926.3872 | 0 | 20 | 24 | 10.881 | 0 | 0 | 0 | 0 | 8.9474 | 0 | 0 | 0 | 0 | 1520866.47 | 784741.6695 | 552558.1454 | 182735.6418 | 831.0137 | 0 | 428343.5942 | 90000 | 124214.5512 | 0.25 | 900 | 0.07994 | 613.9535 | 0.01227
2017-11-22 11:30 | 8.8 | 9 | 667.2072 | 0 | 0 | 20.0135 | 902.7287 | 0 | 20 | 24 | 10.8103 | 0 | 0 | 0 | 0 | 8.8963 | 0 | 0 | 0 | 0 | 1459048.816 | 784741.6695 | 546133.9788 | 127342.1545 | 831.0137 | 0 | 422675.3511 | 90000 | 123458.6277 | 0.25 | 900 | 0.07971 | 606.8155 | 0.012092
2017-11-22 11:45 | 8.75 | 32.75 | 667.2072 | 0 | 0 | 20.0132 | 873.6888 | 0 | 20 | 24 | 10.7533 | 0 | 0 | 0 | 0 | 8.8461 | 0 | 0 | 0 | 0 | 1573570.633 | 784741.6695 | 538282.1347 | 249715.8147 | 831.0137 | 0 | 415753.5486 | 90000 | 122528.5861 | 0.25 | 900 | 0.07705 | 598.0913 | 0.011521
2017-11-22 12:00 | 8.7 | 56.5 | 667.2072 | 0 | 0 | 20.0121 | 789.8634 | 0 | 20 | 24 | 10.7605 | 0 | 0 | 0 | 0 | 8.8141 | 0 | 0 | 0 | 0 | 1577074.316 | 784741.6695 | 514755.6312 | 276746.0019 | 831.0137 | 0 | 395060.0941 | 90000 | 119695.537 | 0.25 | 900 | 0.0773 | 571.9507 | 0.011053
2017-11-22 12:15 | 8.775 | 80.25 | 667.3073 | 0 | 0 | 20.017 | 742.104 | 0 | 20 | 24 | 10.9027 | 0 | 0 | 0 | 0 | 8.9047 | 0 | 0 | 0 | 0 | 1553412.985 | 774510.3167 | 500756.936 | 277314.7189 | 831.0137 | 0 | 382787.3763 | 90000 | 117969.5597 | 0.25 | 900 | 0.07631 | 556.3966 | 0.010615
2017-11-22 12:30 | 8.85 | 104 | 667.3073 | 0 | 0 | 20.0174 | 665.8388 | 0 | 20 | 24 | 11.1366 | 0 | 0 | 0 | 0 | 9.0165 | 0 | 0 | 0 | 0 | 1530465.749 | 774510.3167 | 478283.7272 | 276840.6918 | 831.0137 | 0 | 363062.9563 | 90000 | 115220.7709 | 0.25 | 900 | 0.07751 | 531.4264 | 0.010298
2017-11-22 12:45 | 8.925 | 129.25 | 667.3073 | 0 | 0 | 20.0154 | 603.1407 | 0 | 20 | 24 | 11.4063 | 0 | 0 | 0 | 0 | 9.1202 | 0 | 0 | 0 | 0 | 1510874.223 | 774510.3167 | 459716.1102 | 275816.7829 | 831.0137 | 0 | 346766.2963 | 90000 | 112949.8139 | 0.25 | 900 | 0.07694 | 510.7957 | 0.0098252
2017-11-22 13:00 | 9 | 154.5 | 667.3073 | 0 | 0 | 20.0106 | 540.4265 | 0 | 20 | 24 | 11.6794 | 0 | 0 | 0 | 0 | 9.211 | 0 | 0 | 0 | 0 | 1493691.096 | 774510.3167 | 441135.0808 | 277214.6852 | 831.0137 | 0 | 330453.404 | 90000 | 110681.6767 | 0.25 | 900 | 0.07528 | 490.1501 | 0.0092246
2017-11-22 13:15 | 9.125 | 179.75 | 664.8583 | 0 | 0 | 20.0021 | 466.6593 | 0 | 20 | 24 | 11.9362 | 0 | 0 | 0 | 0 | 9.3348 | 0 | 0 | 0 | 0 | 1455840.801 | 761050.4743 | 419105.6197 | 274853.6935 | 831.0137 | 0 | 311115.8107 | 90000 | 107989.8091 | 0.25 | 900 | 0.07545 | 465.6729 | 0.0087838
2017-11-22 13:30 | 9.25 | 205 | 664.8583 | 0 | 0 | 19.9961 | 468.4658 | 0 | 20 | 24 | 12.0902 | 0 | 0 | 0 | 0 | 9.4214 | 0 | 0 | 0 | 0 | 1188320.891 | 761050.4743 | 418969.4028 | 7470 | 831.0137 | 0 | 311025.5782 | 90000 | 107943.8246 | 0.25 | 900 | 0.07669 | 465.5216 | 0.0089252
2017-11-22 13:45 | 9.375 | 207.75 | 664.8583 | 0 | 0 | 19.9948 | 457.9359 | 0 | 20 | 24 | 12.0224 | 0 | 0 | 0 | 0 | 9.47 | 0 | 0 | 0 | 0 | 1453030.436 | 761050.4743 | 415378.2467 | 275770.7009 | 831.0137 | 0 | 307895.7931 | 90000 | 107482.4535 | 0.25 | 900 | 0.08 | 461.5314 | 0.0092306
2017-11-22 14:00 | 9.5 | 210.5 | 664.8583 | 0 | 0 | 19.9745 | 454.2226 | 0 | 20 | 24 | 11.7499 | 0 | 0 | 0 | 0 | 9.5525 | 0 | 0 | 0 | 0 | 1449756.201 | 761050.4743 | 413380.6731 | 274494.0403 | 831.0137 | 0 | 306166.8127 | 90000 | 107213.8603 | 0.25 | 900 | 0.07881 | 459.3119 | 0.0090496
2017-11-22 14:15 | 9.4 | 213.25 | 676.4847 | 0 | 0 | 20.005 | 553.1209 | 0 | 20 | 24 | 11.4624 | 0 | 0 | 0 | 0 | 9.4467 | 0 | 0 | 0 | 0 | 1483513.294 | 765614.8792 | 442808.8009 | 274258.6002 | 831.0137 | 0 | 332034.5307 | 90000 | 110774.2702 | 0.25 | 900 | 0.07492 | 492.0098 | 0.0092153
2017-11-22 14:30 | 9.3 | 216 | 676.4847 | 0 | 0 | 20.0057 | 601.7702 | 0 | 20 | 24 | 11.1411 | 0 | 0 | 0 | 0 | 9.3383 | 0 | 0 | 0 | 0 | 1231143.156 | 765614.8792 | 457227.2629 | 7470 | 831.0137 | 0 | 344690.005 | 90000 | 112537.2579 | 0.25 | 900 | 0.07839 | 508.0303 | 0.0099561
2017-11-22 14:45 | 9.2 | 188.5 | 676.4847 | 0 | 0 | 19.9702 | 568.3334 | 0 | 20 | 24 | 10.9352 | 0 | 0 | 0 | 0 | 9.2533 | 0 | 0 | 0 | 0 | 1488565.774 | 765614.8792 | 447576.298 | 274543.5836 | 831.0137 | 0 | 336172.5994 | 90000 | 111403.6986 | 0.25 | 900 | 0.0905 | 497.307 | 0.011252
2017-11-22 15:00 | 9.1 | 161 | 676.4847 | 0 | 0 | 19.9691 | 722.7258 | 0 | 20 | 24 | 10.9152 | 0 | 0 | 0 | 0 | 9.1899 | 0 | 0 | 0 | 0 | 1534135.731 | 765614.8792 | 492943.6104 | 274746.2279 | 831.0137 | 0 | 376036.2906 | 90000 | 116907.3199 | 0.25 | 900 | 0.07891 | 547.7151 | 0.010805
2017-11-22 15:15 | 8.975 | 133.5 | 743.5399 | 0 | 0 | 20.0529 | 760.5914 | 0 | 20 | 24 | 11.0258 | 0 | 0 | 0 | 0 | 9.0871 | 0 | 0 | 0 | 0 | 1348216.555 | 833027.0814 | 506279.0494 | 7470 | 1440.4237 | 0 | 387715.3345 | 90000 | 118563.7149 | 0.25 | 900 | 0.0806 | 562.5323 | 0.011335
2017-11-22 15:30 | 8.85 | 106 | 743.5399 | 0 | 0 | 20.0528 | 562.9566 | 0 | 20 | 24 | 11.1628 | 0 | 0 | 0 | 0 | 8.9698 | 0 | 0 | 0 | 0 | 1557489.788 | 833027.0814 | 448781.4859 | 274240.7965 | 1440.4237 | 0 | 337133.0981 | 90000 | 111648.3878 | 0.25 | 900 | 0.09339 | 498.6461 | 0.011642
2017-11-22 15:45 | 8.725 | 79.5 | 743.5399 | 0 | 0 | 20.0542 | 601.285 | 0 | 20 | 24 | 11.2567 | 0 | 0 | 0 | 0 | 8.8515 | 0 | 0 | 0 | 0 | 1567550.071 | 833027.0814 | 460575.3381 | 272507.2281 | 1440.4237 | 0 | 347460.9354 | 90000 | 113114.4026 | 0.25 | 900 | 0.09204 | 511.7504 | 0.011775
2017-11-22 16:00 | 8.6 | 53 | 743.5399 | 0 | 0 | 20.0513 | 560.6686 | 0 | 20 | 24 | 11.2866 | 0 | 0 | 0 | 0 | 8.7249 | 0 | 0 | 0 | 0 | 1291394.088 | 833027.0814 | 449456.5824 | 7470 | 1440.4237 | 0 | 337655.0169 | 90000 | 111801.5656 | 0.25 | 900 | 0.09874 | 499.3962 | 0.012328
2017-11-22 16:15 | 7.925 | 26.5 | 968.6641 | 0 | 0 | 20.0054 | 658.5554 | 0 | 20 | 24 | 11.1828 | 0 | 0 | 0 | 0 | 8.1121 | 0 | 0 | 0 | 0 | 1814954.632 | 1054199.884 | 481902.2438 | 275750.0529 | 3102.4511 | 0 | 365930.7636 | 90000 | 115971.4802 | 0.25 | 900 | 0.09779 | 535.4469 | 0.01309
2017-11-22 16:30 | 7.25 | 0 | 968.6641 | 0 | 0 | 20.0091 | 861.4076 | 0 | 20 | 24 | 10.9954 | 0 | 0 | 0 | 0 | 7.5199 | 0 | 0 | 0 | 0 | 1879066.862 | 1054199.884 | 546746.3264 | 275018.2006 | 3102.4511 | 0 | 422528.9543 | 90000 | 124217.3721 | 0.25 | 900 | 0.09798 | 607.4959 | 0.014881
2017-11-22 16:45 | 6.575 | 0 | 968.6641 | 0 | 0 | 20.0072 | 998.9992 | 0 | 20 | 24 | 10.7331 | 0 | 0 | 0 | 0 | 6.9162 | 0 | 0 | 0 | 0 | 1926152.537 | 1054199.884 | 593369.8662 | 275480.335 | 3102.4511 | 0 | 463039.5925 | 90000 | 130330.2737 | 0.25 | 900 | 0.10444 | 659.2999 | 0.017214
2017-11-22 17:00 | 5.9 | 0 | 968.6641 | 0 | 0 | 20.0109 | 1147.3491 | 0 | 20 | 24 | 10.4285 | 0 | 0 | 0 | 0 | 6.3172 | 0 | 0 | 0 | 0 | 1936453.475 | 1054199.884 | 643981.6768 | 235169.4623 | 3102.4511 | 0 | 506937.5302 | 90000 | 137044.1467 | 0.25 | 900 | 0.10505 | 715.5352 | 0.018792
2017-11-22 17:15 | 5.775 | 0 | 1303.7902 | 0 | 0 | 20.0103 | 1008.1555 | 0 | 20 | 24 | 10.073 | 0 | 0 | 0 | 0 | 6.1682 | 0 | 0 | 0 | 0 | 2160379.198 | 1330183.607 | 604167.1006 | 221707.2194 | 4321.2711 | 0 | 472065.0397 | 90000 | 132102.0609 | 0.25 | 900 | 0.11116 | 671.2968 | 0.018655
2017-11-22 17:30 | 5.65 | 0 | 1303.7902 | 0 | 0 | 20.0401 | 1012.3723 | 0 | 20 | 24 | 9.778 | 0 | 0 | 0 | 0 | 6.0283 | 0 | 0 | 0 | 0 | 1994352.649 | 1330183.607 | 607377.7713 | 52470 | 4321.2711 | 0 | 474804.3223 | 90000 | 132573.4489 | 0.25 | 900 | 0.11042 | 674.8642 | 0.01863
2017-11-22 17:45 | 5.525 | 0 | 1303.7902 | 0 | 0 | 20.0403 | 913.6915 | 0 | 20 | 24 | 9.5443 | 0 | 0 | 0 | 0 | 5.8907 | 0 | 0 | 0 | 0 | 2189564.413 | 1330183.607 | 578099.6449 | 276959.8903 | 4321.2711 | 0 | 449159.7695 | 90000 | 128939.8754 | 0.25 | 900 | 0.11065 | 642.3329 | 0.017769
2017-11-22 18:00 | 5.4 | 0 | 1303.7902 | 0 | 0 | 20.0407 | 897.0481 | 0 | 20 | 24 | 9.3539 | 0 | 0 | 0 | 0 | 5.7721 | 0 | 0 | 0 | 0 | 2187048.965 | 1330183.607 | 574238.3593 | 278305.7278 | 4321.2711 | 0 | 445726.3143 | 90000 | 128512.045 | 0.25 | 900 | 0.11292 | 638.0426 | 0.018012
2017-11-22 18:15 | 5.2 | 0 | 1525.0463 | 0 | 0 | 20.0402 | 726.6585 | 0 | 20 | 24 | 9.181 | 0 | 0 | 0 | 0 | 5.5835 | 0 | 0 | 0 | 0 | 2268349.853 | 1419081.786 | 523788.5695 | 280744.1865 | 44735.3104 | 0 | 401582.4951 | 90000 | 122206.0744 | 0.25 | 900 | 0.11249 | 581.9873 | 0.016367
2017-11-22 18:30 | 5 | 0 | 1525.0463 | 0 | 0 | 20.0416 | 676.6944 | 0 | 20 | 24 | 9.0107 | 0 | 0 | 0 | 0 | 5.4026 | 0 | 0 | 0 | 0 | 2442748.767 | 1419081.786 | 698000.4388 | 280931.2317 | 44735.3104 | 0 | 567827.0096 | 90000 | 130173.4292 | 0.25 | 900 | 0.10555 | 775.556 | 0.020465
2017-11-22 18:45 | 4.8 | 0 | 1525.0463 | 0 | 0 | 20.0391 | 625.8239 | 0 | 20 | 24 | 8.8435 | 0 | 0 | 0 | 0 | 5.2222 | 0 | 0 | 0 | 0 | 2436538.153 | 1419081.786 | 672003.6704 | 300717.3857 | 44735.3104 | 0 | 544147.3258 | 90000 | 127856.3447 | 0.25 | 900 | 0.09888 | 746.6707 | 0.018458
2017-11-22 19:00 | 4.6 | 0 | 1525.0463 | 0 | 0 | 20.0376 | 589.9581 | 0 | 20 | 24 | 8.6829 | 0 | 0 | 0 | 0 | 5.0446 | 0 | 0 | 0 | 0 | 2633018.678 | 1419081.786 | 654313.6058 | 514887.976 | 44735.3104 | 0 | 528004.6982 | 90000 | 126308.9076 | 0.25 | 900 | 0.10411 | 727.0151 | 0.018922
2017-11-22 19:15 | 4.6 | 0 | 1515.8774 | 0 | 0 | 19.9943 | 565.6295 | 0 | 20 | 24 | 8.5069 | 0 | 0 | 0 | 0 | 4.9547 | 0 | 0 | 0 | 0 | 2356499.239 | 1392175.501 | 639129.4226 | 279829.4493 | 45364.8662 | 0 | 514253.5273 | 90000 | 124875.8953 | 0.25 | 900 | 0.10296 | 710.1438 | 0.018279
2017-11-22 19:30 | 4.6 | 0 | 1515.8774 | 0 | 0 | 19.9944 | 736.0209 | 0 | 20 | 24 | 8.3246 | 0 | 0 | 0 | 0 | 4.938 | 0 | 0 | 0 | 0 | 2453944.368 | 1392175.501 | 735435.0377 | 280968.9626 | 45364.8662 | 0 | 601458.0934 | 90000 | 133976.9443 | 0.25 | 900 | 0.09993 | 817.15 | 0.020414
2017-11-22 19:45 | 4.6 | 0 | 1515.8774 | 0 | 0 | 19.9958 | 765.2816 | 0 | 20 | 24 | 8.1492 | 0 | 0 | 0 | 0 | 4.9392 | 0 | 0 | 0 | 0 | 2470601.889 | 1392175.501 | 751582.8918 | 281478.6296 | 45364.8662 | 0 | 616078.1876 | 90000 | 135504.7041 | 0.25 | 900 | 0.097 | 835.0921 | 0.020251
2017-11-22 20:00 | 4.6 | 0 | 1515.8774 | 0 | 0 | 19.9974 | 840.6219 | 0 | 20 | 24 | 7.9841 | 0 | 0 | 0 | 0 | 4.9368 | 0 | 0 | 0 | 0 | 2511891.424 | 1392175.501 | 792792.628 | 281558.4284 | 45364.8662 | 0 | 653391.83 | 90000 | 139400.7979 | 0.25 | 900 | 0.09245 | 880.8807 | 0.020359
2017-11-22 20:15 | 4.425 | 0 | 1503.2964 | 0 | 0 | 20.0186 | 892.6095 | 0 | 20 | 24 | 7.8235 | 0 | 0 | 0 | 0 | 4.7785 | 0 | 0 | 0 | 0 | 2517263.931 | 1377595.011 | 814147.9491 | 280156.1054 | 45364.8662 | 0 | 671948.2915 | 90000 | 142199.6576 | 0.25 | 900 | 0.088 | 904.6088 | 0.019901
2017-11-22 20:30 | 4.25 | 0 | 1503.2964 | 0 | 0 | 20.0204 | 882.5198 | 0 | 20 | 24 | 7.6552 | 0 | 0 | 0 | 0 | 4.5854 | 0 | 0 | 0 | 0 | 2503379.546 | 1377595.011 | 800251.7502 | 280167.919 | 45364.8662 | 0 | 658604.4415 | 90000 | 141647.3087 | 0.25 | 900 | 0.08954 | 889.1686 | 0.019904
2017-11-22 20:45 | 4.075 | 0 | 1503.2964 | 0 | 0 | 20.0236 | 921.7763 | 0 | 20 | 24 | 7.4734 | 0 | 0 | 0 | 0 | 4.3851 | 0 | 0 | 0 | 0 | 2516491.303 | 1377595.011 | 813351.865 | 280179.5613 | 45364.8662 | 0 | 669607.9326 | 90000 | 143743.9323 | 0.25 | 900 | 0.08741 | 903.7243 | 0.019749
2017-11-22 21:00 | 3.9 | 0 | 1503.2964 | 0 | 0 | 20.0255 | 932.2588 | 0 | 20 | 24 | 7.2749 | 0 | 0 | 0 | 0 | 4.1806 | 0 | 0 | 0 | 0 | 2514245.97 | 1377595.011 | 811095.2221 | 280190.8705 | 45364.8662 | 0 | 666736.234 | 90000 | 144358.9881 | 0.25 | 900 | 0.09976 | 901.2169 | 0.022476
2017-11-22 21:15 | 3.75 | 0 | 1422.5951 | 0 | 0 | 20.0535 | 924.4222 | 0 | 20 | 24 | 7.0974 | 0 | 0 | 0 | 0 | 4.0398 | 0 | 0 | 0 | 0 | 2400049.365 | 1264143.416 | 813944.1374 | 278168.3167 | 43793.4949 | 0 | 669380.1693 | 90000 | 144563.968 | 0.25 | 900 | 0.09526 | 904.3824 | 0.021538
2017-11-22 21:30 | 3.6 | 0 | 1422.5951 | 0 | 0 | 20.0525 | 827.058 | 0 | 20 | 24 | 6.9526 | 0 | 0 | 0 | 0 | 3.91 | 0 | 0 | 0 | 0 | 2353066.109 | 1264143.416 | 767019.7908 | 278109.4071 | 43793.4949 | 0 | 627233.4068 | 90000 | 139786.384 | 0.25 | 900 | 0.09053 | 852.2442 | 0.019288
2017-11-22 21:45 | 3.45 | 0 | 1422.5951 | 0 | 0 | 20.0431 | 811.9623 | 0 | 20 | 24 | 6.8346 | 0 | 0 | 0 | 0 | 3.7958 | 0 | 0 | 0 | 0 | 2348479.51 | 1264143.416 | 763313.6069 | 277228.9923 | 43793.4949 | 0 | 623964.9019 | 90000 | 139348.705 | 0.25 | 900 | 0.08543 | 848.1262 | 0.018114
2017-11-22 22:00 | 3.3 | 0 | 1422.5951 | 0 | 0 | 20.0397 | 795.0941 | 0 | 20 | 24 | 6.7352 | 0 | 0 | 0 | 0 | 3.6887 | 0 | 0 | 0 | 0 | 2343310.825 | 1264143.416 | 759236.9628 | 276136.951 | 43793.4949 | 0 | 620358.5075 | 90000 | 138878.4553 | 0.25 | 900 | 0.09509 | 843.5966 | 0.020054
2017-11-22 22:15 | 3.3 | 0 | 1194.5375 | 0 | 0 | 20.0127 | 848.564 | 0 | 20 | 24 | 6.6323 | 0 | 0 | 0 | 0 | 3.6538 | 0 | 0 | 0 | 0 | 1842625.088 | 1009469.001 | 784053.2273 | 7470 | 41632.8593 | 0 | 642531.2884 | 90000 | 141521.9388 | 0.25 | 900 | 0.09064 | 871.1703 | 0.019741
2017-11-22 22:30 | 3.3 | 0 | 1194.5375 | 0 | 0 | 20.0158 | 961.57 | 0 | 20 | 24 | 6.53 | 0 | 0 | 0 | 0 | 3.6411 | 0 | 0 | 0 | 0 | 2167601.099 | 1009469.001 | 842218.0391 | 274281.1997 | 41632.8593 | 0 | 694682.0791 | 90000 | 147535.96 | 0.25 | 900 | 0.08971 | 935.7978 | 0.020988
2017-11-22 22:45 | 3.3 | 0 | 1194.5375 | 0 | 0 | 20.0145 | 990.3036 | 0 | 20 | 24 | 6.4375 | 0 | 0 | 0 | 0 | 3.6197 | 0 | 0 | 0 | 0 | 2179953.695 | 1009469.001 | 854169.8199 | 274682.0148 | 41632.8593 | 0 | 705242.2494 | 90000 | 148927.5706 | 0.25 | 900 | 0.08434 | 949.0776 | 0.020011
2017-11-22 23:00 | 3.3 | 0 | 1194.5375 | 0 | 0 | 20.0096 | 1068.5049 | 0 | 20 | 24 | 6.3568 | 0 | 0 | 0 | 0 | 3.6061 | 0 | 0 | 0 | 0 | 1949820.265 | 1009469.001 | 891248.4043 | 7470 | 41632.8593 | 0 | 738376.8389 | 90000 | 152871.5653 | 0.25 | 900 | 0.08799 | 990.276 | 0.021784
2017-11-22 23:15 | 3.3 | 0 | 1011.2128 | 0 | 0 | 20.0351 | 1171.8536 | 0 | 20 | 24 | 6.2944 | 0 | 0 | 0 | 0 | 3.6073 | 0 | 0 | 0 | 0 | 2047910.17 | 787730.259 | 948949.4919 | 271204.1859 | 40026.2329 | 0 | 790457.1408 | 90000 | 158492.3511 | 0.25 | 900 | 0.0839 | 1054.3883 | 0.022116
2017-11-22 23:30 | 3.3 | 0 | 1011.2128 | 0 | 0 | 20.0362 | 1143.1854 | 0 | 20 | 24 | 6.2503 | 0 | 0 | 0 | 0 | 3.6017 | 0 | 0 | 0 | 0 | 1771161.263 | 787730.259 | 935934.7713 | 7470 | 40026.2329 | 0 | 778967.8587 | 90000 | 156966.9127 | 0.25 | 900 | 0.08264 | 1039.9275 | 0.021485
2017-11-22 23:45 | 3.3 | 0 | 1011.2128 | 0 | 0 | 20.0381 | 1175.4768 | 0 | 20 | 24 | 6.2209 | 0 | 0 | 0 | 0 | 3.6011 | 0 | 0 | 0 | 0 | 2054597.824 | 787730.259 | 955659.3579 | 271181.9741 | 40026.2329 | 0 | 796925.733 | 90000 | 158733.6249 | 0.25 | 900 | 0.08193 | 1061.8437 | 0.021749
2017-11-23 | 3.3 | 0 | 1011.2128 | 0 | 0 | 20.0349 | 1175.4258 | 0 | 20 | 24 | 6.2031 | 0 | 0 | 0 | 0 | 3.6003 | 0 | 0 | 0 | 0 | 1793666.528 | 787730.259 | 958440.0358 | 7470 | 40026.2329 | 0 | 799643.3673 | 90000 | 158796.6685 | 0.25 | 900 | 0.08193 | 1064.9334 | 0.021812

## Details_2025-12-24
datetime | Environment:Site Outdoor Air Drybulb Temperature [C](TimeStep) | Environment:Site Direct Solar Radiation Rate per Area [W/m2](TimeStep) | LIVING_UNIT1:Zone Total Internal Total Heating Rate [W](TimeStep) | GARAGE1:Zone Total Internal Total Heating Rate [W](TimeStep) | ATTIC_UNIT1:Zone Total Internal Total Heating Rate [W](TimeStep) | LIVING_UNIT1:Zone Air Temperature [C](TimeStep) | LIVING_UNIT1:Zone Air System Sensible Heating Rate [W](TimeStep) | LIVING_UNIT1:Zone Air System Sensible Cooling Rate [W](TimeStep) | LIVING_UNIT1:Zone Thermostat Heating Setpoint Temperature [C](TimeStep) | LIVING_UNIT1:Zone Thermostat Cooling Setpoint Temperature [C](TimeStep) | GARAGE1:Zone Air Temperature [C](TimeStep) | GARAGE1:Zone Air System Sensible Heating Rate [W](TimeStep) | GARAGE1:Zone Air System Sensible Cooling Rate [W](TimeStep) | GARAGE1:Zone Thermostat Heating Setpoint Temperature [C](TimeStep) | GARAGE1:Zone Thermostat Cooling Setpoint Temperature [C](TimeStep) | ATTIC_UNIT1:Zone Air Temperature [C](TimeStep) | ATTIC_UNIT1:Zone Air System Sensible Heating Rate [W](TimeStep) | ATTIC_UNIT1:Zone Air System Sensible Cooling Rate [W](TimeStep) | ATTIC_UNIT1:Zone Thermostat Heating Setpoint Temperature [C](TimeStep) | ATTIC_UNIT1:Zone Thermostat Cooling Setpoint Temperature [C](TimeStep) | Electricity:Facility [J](TimeStep) | Electricity:Building [J](TimeStep) | Electricity:HVAC [J](TimeStep) | Electricity:Plant [J](TimeStep) | ExteriorLights:Electricity [J](TimeStep) | Cooling:Electricity [J](TimeStep) | Heating:Electricity [J](TimeStep) | Ventilation:Fans:Electricity [J](TimeStep) | Fans:Electricity [J](TimeStep) | dt_hours | dt_seconds | current_price | P_total_W | step_cost_real
2017-12-24 | 7 | 0 | 1014.3672 | 0 | 0 | 20.0136 | 984.3826 | 0 | 20 | 24 | 9.2424 | 0 | 0 | 0 | 0 | 7.081 | 0 | 0 | 0 | 0 | 1696135.41 | 799004.1329 | 585585.2002 | 271519.8443 | 40026.2329 | 0 | 0 | 90000 | 0 | 0.25 | 900 | 0.06587 | 0 | 0
2017-12-24 00:15 | 7.05 | 0 | 874.5602 | 0 | 0 | 20.0093 | 1042.6732 | 0 | 20 | 24 | 9.2269 | 0 | 0 | 0 | 0 | 7.1288 | 0 | 0 | 0 | 0 | 1266948.37 | 618068.3051 | 602048.643 | 7470 | 39361.422 | 0 | 470887.5646 | 90000 | 131161.0784 | 0.25 | 900 | 0.06541 | 668.9429 | 0.010939
2017-12-24 00:30 | 7.1 | 0 | 874.5602 | 0 | 0 | 20.0128 | 1125.1754 | 0 | 20 | 24 | 9.212 | 0 | 0 | 0 | 0 | 7.1845 | 0 | 0 | 0 | 0 | 1290682.79 | 618068.3051 | 625783.0625 | 7470 | 39361.422 | 0 | 491708.2417 | 90000 | 134074.8208 | 0.25 | 900 | 0.05566 | 695.3145 | 0.0096753
2017-12-24 00:45 | 7.15 | 0 | 874.5602 | 0 | 0 | 19.9972 | 1167.0251 | 0 | 20 | 24 | 9.1953 | 0 | 0 | 0 | 0 | 7.2464 | 0 | 0 | 0 | 0 | 1562671.358 | 618068.3051 | 636907.4484 | 268334.1825 | 39361.422 | 0 | 501483.8165 | 90000 | 135423.6319 | 0.25 | 900 | 0.04993 | 707.6749 | 0.0088336
2017-12-24 01:00 | 7.2 | 0 | 874.5602 | 0 | 0 | 19.9973 | 1275.13 | 0 | 20 | 24 | 9.1789 | 0 | 0 | 0 | 0 | 7.3058 | 0 | 0 | 0 | 0 | 1332829.232 | 618068.3051 | 667929.5046 | 7470 | 39361.422 | 0 | 528697.0713 | 90000 | 139232.4333 | 0.25 | 900 | 0.057 | 742.1439 | 0.010576
2017-12-24 01:15 | 7.25 | 0 | 835.8728 | 0 | 0 | 20.0301 | 1318.3612 | 0 | 20 | 24 | 9.1686 | 0 | 0 | 0 | 0 | 7.3533 | 0 | 0 | 0 | 0 | 1292820.324 | 565217.8601 | 680771.0414 | 7470 | 39361.422 | 0 | 539982.6326 | 90000 | 140788.4088 | 0.25 | 900 | 0.05348 | 756.4123 | 0.010113
2017-12-24 01:30 | 7.3 | 0 | 835.8728 | 0 | 0 | 20.0332 | 1252.0493 | 0 | 20 | 24 | 9.1674 | 0 | 0 | 0 | 0 | 7.3958 | 0 | 0 | 0 | 0 | 1272491.157 | 565217.8601 | 660441.8754 | 7470 | 39361.422 | 0 | 522198.176 | 90000 | 138243.6994 | 0.25 | 900 | 0.0509 | 733.8243 | 0.0093379
2017-12-24 01:45 | 7.35 | 0 | 835.8728 | 0 | 0 | 20.0294 | 1227.9145 | 0 | 20 | 24 | 9.1736 | 0 | 0 | 0 | 0 | 7.4345 | 0 | 0 | 0 | 0 | 1524139.858 | 565217.8601 | 652773.4407 | 266787.135 | 39361.422 | 0 | 515507.8344 | 90000 | 137265.6063 | 0.25 | 900 | 0.04687 | 725.3038 | 0.0084987
2017-12-24 02:00 | 7.4 | 0 | 835.8728 | 0 | 0 | 20.0206 | 1217.2687 | 0 | 20 | 24 | 9.1858 | 0 | 0 | 0 | 0 | 7.4725 | 0 | 0 | 0 | 0 | 1261089.893 | 565217.8601 | 649040.6108 | 7470 | 39361.422 | 0 | 512266.2126 | 90000 | 136774.3983 | 0.25 | 900 | 0.05088 | 721.1562 | 0.0091731
2017-12-24 02:15 | 7.175 | 0 | 824.0018 | 0 | 0 | 20.0486 | 1217.7225 | 0 | 20 | 24 | 9.1939 | 0 | 0 | 0 | 0 | 7.2774 | 0 | 0 | 0 | 0 | 1246547.227 | 547654.6132 | 652061.192 | 7470 | 39361.422 | 0 | 514776.7579 | 90000 | 137284.4341 | 0.25 | 900 | 0.04828 | 724.5124 | 0.0087449
2017-12-24 02:30 | 6.95 | 0 | 824.0018 | 0 | 0 | 20.0484 | 1095.9885 | 0 | 20 | 24 | 9.1912 | 0 | 0 | 0 | 0 | 7.0621 | 0 | 0 | 0 | 0 | 1212736.794 | 547654.6132 | 618250.7592 | 7470 | 39361.422 | 0 | 485025.6639 | 90000 | 133225.0953 | 0.25 | 900 | 0.04807 | 686.9453 | 0.0082554
2017-12-24 02:45 | 6.725 | 0 | 824.0018 | 0 | 0 | 20.0488 | 1060.8791 | 0 | 20 | 24 | 9.1746 | 0 | 0 | 0 | 0 | 6.8608 | 0 | 0 | 0 | 0 | 1204627.135 | 547654.6132 | 610141.0996 | 7470 | 39361.422 | 0 | 477800.4822 | 90000 | 132340.6174 | 0.25 | 900 | 0.04721 | 677.9346 | 0.0080013
2017-12-24 03:00 | 6.5 | 0 | 824.0018 | 0 | 0 | 20.0474 | 990.3466 | 0 | 20 | 24 | 9.1439 | 0 | 0 | 0 | 0 | 6.6649 | 0 | 0 | 0 | 0 | 1444381.748 | 547654.6132 | 591461.1286 | 265904.5845 | 39361.422 | 0 | 461330.4906 | 90000 | 130130.638 | 0.25 | 900 | 0.04728 | 657.179 | 0.0077679
2017-12-24 03:15 | 6.55 | 0 | 815.3182 | 0 | 0 | 20.0215 | 944.4929 | 0 | 20 | 24 | 9.0947 | 0 | 0 | 0 | 0 | 6.6706 | 0 | 0 | 0 | 0 | 1158287.173 | 534376.742 | 577079.0094 | 7470 | 39361.422 | 0 | 448768.2755 | 90000 | 128310.734 | 0.25 | 900 | 0.04682 | 641.1989 | 0.0075052
2017-12-24 03:30 | 6.6 | 0 | 815.3182 | 0 | 0 | 20.021 | 986.1707 | 0 | 20 | 24 | 9.0395 | 0 | 0 | 0 | 0 | 6.7067 | 0 | 0 | 0 | 0 | 1170742.526 | 534376.742 | 589534.3625 | 7470 | 39361.422 | 0 | 459695.1804 | 90000 | 129839.1821 | 0.25 | 900 | 0.04447 | 655.0382 | 0.0072824
2017-12-24 03:45 | 6.65 | 0 | 815.3182 | 0 | 0 | 20.0203 | 961.3835 | 0 | 20 | 24 | 8.9915 | 0 | 0 | 0 | 0 | 6.7355 | 0 | 0 | 0 | 0 | 1162966.761 | 534376.742 | 581758.5974 | 7470 | 39361.422 | 0 | 452913.7382 | 90000 | 128844.8591 | 0.25 | 900 | 0.04212 | 646.3984 | 0.0068066
2017-12-24 04:00 | 6.7 | 0 | 815.3182 | 0 | 0 | 20.0203 | 966.1017 | 0 | 20 | 24 | 8.9547 | 0 | 0 | 0 | 0 | 6.7702 | 0 | 0 | 0 | 0 | 1163923.845 | 534376.742 | 582715.6812 | 7470 | 39361.422 | 0 | 453776.5009 | 90000 | 128939.1803 | 0.25 | 900 | 0.0463 | 647.4619 | 0.0074944
2017-12-24 04:15 | 6.675 | 0 | 852.3875 | 0 | 0 | 20.0174 | 955.4575 | 0 | 20 | 24 | 8.9212 | 0 | 0 | 0 | 0 | 6.7484 | 0 | 0 | 0 | 0 | 1456091.147 | 568947.5245 | 579666.3521 | 267229.4337 | 40247.8366 | 0 | 451094.5281 | 90000 | 128571.824 | 0.25 | 900 | 0.04379 | 644.0737 | 0.007051
2017-12-24 04:30 | 6.65 | 0 | 852.3875 | 0 | 0 | 20.0175 | 963.7807 | 0 | 20 | 24 | 8.8862 | 0 | 0 | 0 | 0 | 6.7194 | 0 | 0 | 0 | 0 | 1199087.279 | 568947.5245 | 582421.9177 | 7470 | 40247.8366 | 0 | 453494.4094 | 90000 | 128927.5083 | 0.25 | 900 | 0.04087 | 647.1355 | 0.0066121
2017-12-24 04:45 | 6.625 | 0 | 852.3875 | 0 | 0 | 20.0176 | 964.5024 | 0 | 20 | 24 | 8.8493 | 0 | 0 | 0 | 0 | 6.6922 | 0 | 0 | 0 | 0 | 1199541.223 | 568947.5245 | 582875.8619 | 7470 | 40247.8366 | 0 | 453879.3227 | 90000 | 128996.5392 | 0.25 | 900 | 0.04035 | 647.6398 | 0.0065331
2017-12-24 05:00 | 6.6 | 0 | 852.3875 | 0 | 0 | 20.0178 | 968.9805 | 0 | 20 | 24 | 8.8107 | 0 | 0 | 0 | 0 | 6.6641 | 0 | 0 | 0 | 0 | 1201106.22 | 568947.5245 | 584440.8592 | 7470 | 40247.8366 | 0 | 455236.7294 | 90000 | 129204.1299 | 0.25 | 900 | 0.04421 | 649.3787 | 0.0071773
2017-12-24 05:15 | 6.55 | 0 | 976.5868 | 0 | 0 | 20.0167 | 939.2131 | 0 | 20 | 24 | 8.7676 | 0 | 0 | 0 | 0 | 6.6122 | 0 | 0 | 0 | 0 | 1588620.781 | 699104.1129 | 576056.913 | 271771.4947 | 41688.2603 | 0 | 447873.6943 | 90000 | 128183.2187 | 0.25 | 900 | 0.04208 | 640.0632 | 0.0067335
2017-12-24 05:30 | 6.5 | 0 | 976.5868 | 0 | 0 | 20.016 | 936.9983 | 0 | 20 | 24 | 8.7165 | 0 | 0 | 0 | 0 | 6.5558 | 0 | 0 | 0 | 0 | 1324137.233 | 699104.1129 | 575874.8595 | 7470 | 41688.2603 | 0 | 447689.9837 | 90000 | 128184.8758 | 0.25 | 900 | 0.04451 | 639.861 | 0.0071201
2017-12-24 05:45 | 6.45 | 0 | 976.5868 | 0 | 0 | 20.0162 | 939.3921 | 0 | 20 | 24 | 8.6555 | 0 | 0 | 0 | 0 | 6.498 | 0 | 0 | 0 | 0 | 1590045.046 | 699104.1129 | 577085.9642 | 272166.7083 | 41688.2603 | 0 | 448725.4356 | 90000 | 128360.5286 | 0.25 | 900 | 0.04504 | 641.2066 | 0.00722
2017-12-24 06:00 | 6.4 | 0 | 976.5868 | 0 | 0 | 20.0165 | 942.2758 | 0 | 20 | 24 | 8.5853 | 0 | 0 | 0 | 0 | 6.4382 | 0 | 0 | 0 | 0 | 1590979.972 | 699104.1129 | 578427.8519 | 271759.7467 | 41688.2603 | 0 | 449875.136 | 90000 | 128552.7159 | 0.25 | 900 | 0.045 | 642.6976 | 0.0072303
2017-12-24 06:15 | 6.425 | 0 | 1083.841 | 0 | 0 | 20.0174 | 918.4188 | 0 | 20 | 24 | 8.515 | 0 | 0 | 0 | 0 | 6.4342 | 0 | 0 | 0 | 0 | 1695756.31 | 840351.5442 | 571224.7262 | 281077.5881 | 3102.4511 | 0 | 443584.3763 | 90000 | 127640.3498 | 0.25 | 900 | 0.04502 | 634.6941 | 0.0071435
2017-12-24 06:30 | 6.45 | 0 | 1083.841 | 0 | 0 | 20.0175 | 905.2842 | 0 | 20 | 24 | 8.4541 | 0 | 0 | 0 | 0 | 6.4443 | 0 | 0 | 0 | 0 | 1692586.06 | 840351.5442 | 567106.7031 | 282025.362 | 3102.4511 | 0 | 439992.7627 | 90000 | 127113.9404 | 0.25 | 900 | 0.05 | 630.1186 | 0.0078765
2017-12-24 06:45 | 6.475 | 0 | 1083.841 | 0 | 0 | 20.0176 | 898.6945 | 0 | 20 | 24 | 8.4067 | 0 | 0 | 0 | 0 | 6.4584 | 0 | 0 | 0 | 0 | 1690663.922 | 840351.5442 | 564940.8117 | 282269.1152 | 3102.4511 | 0 | 438109.1758 | 90000 | 126831.6359 | 0.25 | 900 | 0.05064 | 627.712 | 0.0079468
2017-12-24 07:00 | 6.5 | 0 | 1083.841 | 0 | 0 | 20.0164 | 891.9351 | 0 | 20 | 24 | 8.372 | 0 | 0 | 0 | 0 | 6.4768 | 0 | 0 | 0 | 0 | 1685922.875 | 840351.5442 | 562682.4238 | 279786.4558 | 3102.4511 | 0 | 436144.4684 | 90000 | 126537.9555 | 0.25 | 900 | 0.05 | 625.2027 | 0.007815
2017-12-24 07:15 | 6.425 | 0 | 1091.9361 | 0 | 0 | 20.016 | 923.2226 | 0 | 20 | 24 | 8.335 | 0 | 0 | 0 | 0 | 6.4176 | 0 | 0 | 0 | 0 | 1793483.996 | 932617.0622 | 572578.6554 | 285518.2332 | 2770.0456 | 0 | 444769.1217 | 90000 | 127809.5337 | 0.25 | 900 | 0.0592 | 636.1985 | 0.0094157
2017-12-24 07:30 | 6.35 | 0 | 1091.9361 | 0 | 0 | 20.0161 | 926.4789 | 0 | 20 | 24 | 8.2769 | 0 | 0 | 0 | 0 | 6.3339 | 0 | 0 | 0 | 0 | 2075687.839 | 932617.0622 | 574237.3561 | 566063.3746 | 2770.0456 | 0 | 446184.2199 | 90000 | 128053.1362 | 0.25 | 900 | 0.06124 | 638.0415 | 0.0097684
2017-12-24 07:45 | 6.275 | 0 | 1091.9361 | 0 | 0 | 20.0164 | 933.4036 | 0 | 20 | 24 | 8.1883 | 0 | 0 | 0 | 0 | 6.241 | 0 | 0 | 0 | 0 | 1799688.396 | 932617.0622 | 577017.6815 | 287283.6063 | 2770.0456 | 0 | 448580.1374 | 90000 | 128437.5441 | 0.25 | 900 | 0.06879 | 641.1308 | 0.011026
2017-12-24 08:00 | 6.2 | 0 | 1091.9361 | 0 | 0 | 20.0161 | 942.1563 | 0 | 20 | 24 | 8.0703 | 0 | 0 | 0 | 0 | 6.1397 | 0 | 0 | 0 | 0 | 1969719.167 | 932617.0622 | 580346.8985 | 453985.1604 | 2770.0456 | 0 | 451455.513 | 90000 | 128891.3855 | 0.25 | 900 | 0.07075 | 644.8299 | 0.011405
2017-12-24 08:15 | 6.225 | 0 | 792.0375 | 0 | 0 | 20.019 | 1110.4943 | 0 | 20 | 24 | 7.9403 | 0 | 0 | 0 | 0 | 6.1247 | 0 | 0 | 0 | 0 | 1835832.616 | 825932.8334 | 630277.7936 | 378403.1688 | 1218.8201 | 0 | 495143.6046 | 90000 | 135134.189 | 0.25 | 900 | 0.07088 | 700.3087 | 0.012409
2017-12-24 08:30 | 6.25 | 0 | 792.0375 | 0 | 0 | 20.0195 | 1122.706 | 0 | 20 | 24 | 7.8204 | 0 | 0 | 0 | 0 | 6.1237 | 0 | 0 | 0 | 0 | 1746900.013 | 825932.8334 | 633615.7329 | 286132.6265 | 1218.8201 | 0 | 498077.844 | 90000 | 135537.889 | 0.25 | 900 | 0.07941 | 704.0175 | 0.013977
2017-12-24 08:45 | 6.275 | 0 | 792.0375 | 0 | 0 | 20.0197 | 1137.6266 | 0 | 20 | 24 | 7.7223 | 0 | 0 | 0 | 0 | 6.1305 | 0 | 0 | 0 | 0 | 2034930.969 | 825932.8334 | 637781.7695 | 569997.5463 | 1218.8201 | 0 | 501736.7732 | 90000 | 136044.9962 | 0.25 | 900 | 0.08153 | 708.6464 | 0.014444
2017-12-24 09:00 | 6.3 | 188 | 792.0375 | 0 | 0 | 20.0174 | 983.8202 | 0 | 20 | 24 | 7.6774 | 0 | 0 | 0 | 0 | 6.1574 | 0 | 0 | 0 | 0 | 1708087.042 | 825932.8334 | 592000.2085 | 288935.1796 | 1218.8201 | 0 | 461699.7163 | 90000 | 130300.4922 | 0.25 | 900 | 0.08238 | 657.778 | 0.013547
2017-12-24 09:15 | 6.4 | 282 | 668.5376 | 0 | 0 | 20.0172 | 911.491 | 0 | 20 | 24 | 7.7553 | 0 | 0 | 0 | 0 | 6.2887 | 0 | 0 | 0 | 0 | 1925585.868 | 788287.8251 | 569688.9786 | 566778.0505 | 831.0137 | 0 | 442228.6001 | 90000 | 127460.3785 | 0.25 | 900 | 0.07768 | 632.9878 | 0.012293
2017-12-24 09:30 | 6.5 | 376 | 668.5376 | 0 | 0 | 20.0154 | 773.6882 | 0 | 20 | 24 | 7.994 | 0 | 0 | 0 | 0 | 6.4503 | 0 | 0 | 0 | 0 | 1603992.777 | 788287.8251 | 527604.2774 | 287269.6605 | 831.0137 | 0 | 405445.4156 | 90000 | 122158.8618 | 0.25 | 900 | 0.07402 | 586.227 | 0.010848
2017-12-24 09:45 | 6.6 | 411.25 | 668.5376 | 0 | 0 | 20.0078 | 635.2515 | 0 | 20 | 24 | 8.3365 | 0 | 0 | 0 | 0 | 6.6124 | 0 | 0 | 0 | 0 | 1559170.327 | 788287.8251 | 485084.5429 | 284966.9451 | 831.0137 | 0 | 368268.0459 | 90000 | 116816.497 | 0.25 | 900 | 0.06536 | 538.9828 | 0.008807
2017-12-24 10:00 | 6.7 | 446.5 | 668.5376 | 0 | 0 | 20.006 | 486.5257 | 0 | 20 | 24 | 8.8412 | 0 | 0 | 0 | 0 | 6.7495 | 0 | 0 | 0 | 0 | 1794188.93 | 788287.8251 | 439466.9382 | 565603.1528 | 831.0137 | 0 | 328365.0106 | 90000 | 111101.9276 | 0.25 | 900 | 0.075 | 488.2966 | 0.0091556
2017-12-24 10:15 | 7.075 | 481.75 | 670.6812 | 0 | 0 | 20.0041 | 315.4306 | 0 | 20 | 24 | 9.3798 | 0 | 0 | 0 | 0 | 7.1126 | 0 | 0 | 0 | 0 | 1478992.178 | 808192.2734 | 385463.6586 | 284505.2326 | 831.0137 | 0 | 281155.2774 | 90000 | 104308.3812 | 0.25 | 900 | 0.06801 | 428.293 | 0.0072821
2017-12-24 10:30 | 7.45 | 517 | 670.6812 | 0 | 0 | 20.0016 | 145.6702 | 0 | 20 | 24 | 9.9207 | 0 | 0 | 0 | 0 | 7.5002 | 0 | 0 | 0 | 0 | 1425765.912 | 808192.2734 | 332239.3083 | 284503.3163 | 831.0137 | 0 | 234563.8192 | 90000 | 97675.4891 | 0.25 | 900 | 0.06528 | 369.1548 | 0.0060246
2017-12-24 10:45 | 7.825 | 535 | 670.6812 | 0 | 0 | 20.0006 | 13.783 | 0 | 20 | 24 | 10.6396 | 0 | 0 | 0 | 0 | 7.8894 | 0 | 0 | 0 | 0 | 1383435.737 | 808192.2734 | 290841.6922 | 283570.7578 | 831.0137 | 0 | 198283.9329 | 90000 | 92557.7593 | 0.25 | 900 | 0.06058 | 323.1574 | 0.0048942
2017-12-24 11:00 | 8.2 | 553 | 670.6812 | 0 | 0 | 20.0321 | 0 | 52.2118 | 20 | 24 | 11.3126 | 0 | 0 | 0 | 0 | 8.2854 | 0 | 0 | 0 | 0 | 1639936.168 | 808192.2734 | 270000 | 560912.8805 | 831.0137 | 0 | 180000 | 90000 | 90000 | 0.25 | 900 | 0.06045 | 300 | 0.0045337
2017-12-24 11:15 | 8.25 | 571 | 677.401 | 0 | 0 | 20.1146 | 0 | 53.0554 | 20 | 24 | 11.9524 | 0 | 0 | 0 | 0 | 8.4115 | 0 | 0 | 0 | 0 | 1374695.514 | 822532.1806 | 270000 | 281332.3201 | 831.0137 | 0 | 180000 | 90000 | 90000 | 0.25 | 900 | 0.05791 | 300 | 0.0043432
2017-12-24 11:30 | 8.3 | 589 | 677.401 | 0 | 0 | 20.2026 | 0 | 53.8963 | 20 | 24 | 12.4935 | 0 | 0 | 0 | 0 | 8.5271 | 0 | 0 | 0 | 0 | 1374180.178 | 822532.1806 | 270000 | 280816.9834 | 831.0137 | 0 | 180000 | 90000 | 90000 | 0.25 | 900 | 0.05674 | 300 | 0.0042555
2017-12-24 11:45 | 8.35 | 589.25 | 677.401 | 0 | 0 | 20.3111 | 0 | 54.5905 | 20 | 24 | 13.077 | 0 | 0 | 0 | 0 | 8.6234 | 0 | 0 | 0 | 0 | 1374543.825 | 822532.1806 | 270000 | 281180.6305 | 831.0137 | 0 | 180000 | 90000 | 90000 | 0.25 | 900 | 0.05435 | 300 | 0.0040763
2017-12-24 12:00 | 8.4 | 589.5 | 677.401 | 0 | 0 | 20.3956 | 0 | 54.5025 | 20 | 24 | 13.5414 | 0 | 0 | 0 | 0 | 8.7083 | 0 | 0 | 0 | 0 | 1374785.859 | 822532.1806 | 270000 | 281422.6648 | 831.0137 | 0 | 180000 | 90000 | 90000 | 0.25 | 900 | 0.0559 | 300 | 0.0041925
2017-12-24 12:15 | 8.525 | 589.75 | 676.542 | 0 | 0 | 20.4296 | 0 | 52.8563 | 20 | 24 | 13.8811 | 0 | 0 | 0 | 0 | 8.8045 | 0 | 0 | 0 | 0 | 1358836.097 | 808906.6236 | 270000 | 279098.46 | 831.0137 | 0 | 180000 | 90000 | 90000 | 0.25 | 900 | 0.05493 | 300 | 0.0041198
2017-12-24 12:30 | 8.65 | 590 | 676.542 | 0 | 0 | 20.3892 | 0 | 49.8993 | 20 | 24 | 13.956 | 0 | 0 | 0 | 0 | 8.8431 | 0 | 0 | 0 | 0 | 1358831.09 | 808906.6236 | 270000 | 279093.4522 | 831.0137 | 0 | 180000 | 90000 | 90000 | 0.25 | 900 | 0.05455 | 300 | 0.0040912
2017-12-24 12:45 | 8.775 | 560.75 | 676.542 | 0 | 0 | 20.3089 | 0 | 47.8075 | 20 | 24 | 13.5998 | 0 | 0 | 0 | 0 | 8.8574 | 0 | 0 | 0 | 0 | 1358279.888 | 808906.6236 | 270000 | 278542.2508 | 831.0137 | 0 | 180000 | 90000 | 90000 | 0.25 | 900 | 0.0537 | 300 | 0.0040275
2017-12-24 13:00 | 8.9 | 531.5 | 676.542 | 0 | 0 | 20.2106 | 0 | 46.048 | 20 | 24 | 12.9554 | 0 | 0 | 0 | 0 | 8.9383 | 0 | 0 | 0 | 0 | 1358680.848 | 808906.6236 | 270000 | 278943.2105 | 831.0137 | 0 | 180000 | 90000 | 90000 | 0.25 | 900 | 0.05345 | 300 | 0.0040088
2017-12-24 13:15 | 8.9 | 502.25 | 673.3725 | 0 | 0 | 20.1436 | 0 | 46.1176 | 20 | 24 | 12.1959 | 0 | 0 | 0 | 0 | 8.9231 | 0 | 0 | 0 | 0 | 1113436.293 | 792465.4424 | 270000 | 50139.8368 | 831.0137 | 0 | 180000 | 90000 | 90000 | 0.25 | 900 | 0.05352 | 300 | 0.004014
2017-12-24 13:30 | 8.9 | 473 | 673.3725 | 0 | 0 | 20.1519 | 0 | 46.9842 | 20 | 24 | 11.6967 | 0 | 0 | 0 | 0 | 8.9068 | 0 | 0 | 0 | 0 | 1297726.249 | 792465.4424 | 270000 | 234429.793 | 831.0137 | 0 | 180000 | 90000 | 90000 | 0.25 | 900 | 0.05426 | 300 | 0.0040695
2017-12-24 13:45 | 8.9 | 417.5 | 673.3725 | 0 | 0 | 20.1893 | 0 | 47.6827 | 20 | 24 | 11.3487 | 0 | 0 | 0 | 0 | 8.916 | 0 | 0 | 0 | 0 | 1340816.57 | 792465.4424 | 270000 | 277520.1141 | 831.0137 | 0 | 180000 | 90000 | 90000 | 0.25 | 900 | 0.05521 | 300 | 0.0041408
2017-12-24 14:00 | 8.9 | 362 | 673.3725 | 0 | 0 | 20.1979 | 0 | 47.1751 | 20 | 24 | 11.2576 | 0 | 0 | 0 | 0 | 8.9347 | 0 | 0 | 0 | 0 | 1340166.714 | 792465.4424 | 270000 | 276870.258 | 831.0137 | 0 | 180000 | 90000 | 90000 | 0.25 | 900 | 0.05472 | 300 | 0.004104
2017-12-24 14:15 | 8.9 | 306.5 | 684.0497 | 0 | 0 | 20.1658 | 0 | 46.0586 | 20 | 24 | 11.3288 | 0 | 0 | 0 | 0 | 8.9417 | 0 | 0 | 0 | 0 | 1339079.757 | 793774.0274 | 270000 | 274474.7162 | 831.0137 | 0 | 180000 | 90000 | 90000 | 0.25 | 900 | 0.05641 | 300 | 0.0042307
2017-12-24 14:30 | 8.9 | 251 | 684.0497 | 0 | 0 | 20.0941 | 0 | 44.4219 | 20 | 24 | 11.4587 | 0 | 0 | 0 | 0 | 8.945 | 0 | 0 | 0 | 0 | 1340424.489 | 793774.0274 | 270000 | 275819.4478 | 831.0137 | 0 | 180000 | 90000 | 90000 | 0.25 | 900 | 0.05878 | 300 | 0.0044085
2017-12-24 14:45 | 8.9 | 204.5 | 684.0497 | 0 | 0 | 19.9985 | 0 | 42.9815 | 20 | 24 | 11.5669 | 0 | 0 | 0 | 0 | 8.9401 | 0 | 0 | 0 | 0 | 1072075.041 | 793774.0274 | 270000 | 7470 | 831.0137 | 0 | 180000 | 90000 | 90000 | 0.25 | 900 | 0.06418 | 300 | 0.0048135
2017-12-24 15:00 | 8.9 | 158 | 684.0497 | 0 | 0 | 20.003 | 176.9655 | 0 | 20 | 24 | 11.625 | 0 | 0 | 0 | 0 | 8.9376 | 0 | 0 | 0 | 0 | 1406950.134 | 793774.0274 | 335969.5961 | 276375.4971 | 831.0137 | 0 | 237986.6814 | 90000 | 97982.9147 | 0.25 | 900 | 0.05844 | 373.2996 | 0.0054539
2017-12-24 15:15 | 8.9 | 111.5 | 750.6917 | 0 | 0 | 20.0055 | 184.2886 | 0 | 20 | 24 | 11.6286 | 0 | 0 | 0 | 0 | 8.9302 | 0 | 0 | 0 | 0 | 1474283.088 | 859693.7641 | 338112.3374 | 275036.5629 | 1440.4237 | 0 | 239870.1317 | 90000 | 98242.2057 | 0.25 | 900 | 0.07016 | 375.6804 | 0.0065894
2017-12-24 15:30 | 8.9 | 65 | 750.6917 | 0 | 0 | 20.0079 | 327.5889 | 0 | 20 | 24 | 11.5869 | 0 | 0 | 0 | 0 | 8.9292 | 0 | 0 | 0 | 0 | 1516983.484 | 859693.7641 | 380157.8571 | 275691.4387 | 1440.4237 | 0 | 276827.7652 | 90000 | 103330.092 | 0.25 | 900 | 0.07062 | 422.3976 | 0.0074574
2017-12-24 15:45 | 8.9 | 48.75 | 750.6917 | 0 | 0 | 20.0098 | 401.9783 | 0 | 20 | 24 | 11.5149 | 0 | 0 | 0 | 0 | 8.9296 | 0 | 0 | 0 | 0 | 1294650.774 | 859693.7641 | 401851.1224 | 31665.4641 | 1440.4237 | 0 | 295895.9502 | 90000 | 105955.1723 | 0.25 | 900 | 0.07115 | 446.5012 | 0.0079421
2017-12-24 16:00 | 8.9 | 32.5 | 750.6917 | 0 | 0 | 20.0123 | 463.5786 | 0 | 20 | 24 | 11.4306 | 0 | 0 | 0 | 0 | 8.9285 | 0 | 0 | 0 | 0 | 1530538.704 | 859693.7641 | 419763.9446 | 249640.5714 | 1440.4237 | 0 | 311641.1597 | 90000 | 108122.7849 | 0.25 | 900 | 0.06831 | 466.4044 | 0.007965
2017-12-24 16:15 | 8.9 | 16.25 | 975.695 | 0 | 0 | 20.0051 | 455.448 | 0 | 20 | 24 | 11.3478 | 0 | 0 | 0 | 0 | 8.9291 | 0 | 0 | 0 | 0 | 1777240.293 | 1080092.228 | 417246.2252 | 276799.3894 | 3102.4511 | 0 | 309428.107 | 90000 | 107818.1182 | 0.25 | 900 | 0.07671 | 463.6069 | 0.0088908
2017-12-24 16:30 | 8.9 | 0 | 975.695 | 0 | 0 | 20.0067 | 526.6813 | 0 | 20 | 24 | 11.2678 | 0 | 0 | 0 | 0 | 8.9324 | 0 | 0 | 0 | 0 | 1796899.133 | 1080092.228 | 438013.6442 | 275690.8105 | 3102.4511 | 0 | 327682.4814 | 90000 | 110331.1628 | 0.25 | 900 | 0.07915 | 486.6818 | 0.0096302
2017-12-24 16:45 | 8.9 | 0 | 975.695 | 0 | 0 | 20.0078 | 549.5415 | 0 | 20 | 24 | 11.1915 | 0 | 0 | 0 | 0 | 8.9353 | 0 | 0 | 0 | 0 | 1805145.043 | 1080092.228 | 444614.908 | 277335.4563 | 3102.4511 | 0 | 333484.9329 | 90000 | 111129.9751 | 0.25 | 900 | 0.07992 | 494.0166 | 0.0098705
2017-12-24 17:00 | 8.9 | 0 | 975.695 | 0 | 0 | 20.0087 | 573.4679 | 0 | 20 | 24 | 11.1261 | 0 | 0 | 0 | 0 | 8.9399 | 0 | 0 | 0 | 0 | 1811156.728 | 1080092.228 | 451518.6694 | 276443.3801 | 3102.4511 | 0 | 339553.277 | 90000 | 111965.3924 | 0.25 | 900 | 0.07801 | 501.6874 | 0.0097842
2017-12-24 17:15 | 8.9 | 0 | 1310.8667 | 0 | 0 | 20.0083 | 484.5953 | 0 | 20 | 24 | 11.0766 | 0 | 0 | 0 | 0 | 8.9417 | 0 | 0 | 0 | 0 | 2064445.101 | 1355757.16 | 425805.4487 | 278561.2216 | 4321.2711 | 0 | 316951.5874 | 90000 | 108853.8613 | 0.25 | 900 | 0.0815 | 473.1172 | 0.0096398
2017-12-24 17:30 | 8.9 | 0 | 1310.8667 | 0 | 0 | 20.0084 | 491.5128 | 0 | 20 | 24 | 11.0405 | 0 | 0 | 0 | 0 | 8.9449 | 0 | 0 | 0 | 0 | 2066415.457 | 1355757.16 | 427816.1394 | 278520.8873 | 4321.2711 | 0 | 318718.9665 | 90000 | 109097.173 | 0.25 | 900 | 0.08384 | 475.3513 | 0.0099634
2017-12-24 17:45 | 8.9 | 0 | 1310.8667 | 0 | 0 | 20.0085 | 499.245 | 0 | 20 | 24 | 11.0096 | 0 | 0 | 0 | 0 | 8.9474 | 0 | 0 | 0 | 0 | 2068615.999 | 1355757.16 | 430055.8174 | 278481.7513 | 4321.2711 | 0 | 320687.6233 | 90000 | 109368.1942 | 0.25 | 900 | 0.08233 | 477.8398 | 0.0098351
2017-12-24 18:00 | 8.9 | 0 | 1310.8667 | 0 | 0 | 20.0086 | 507.5835 | 0 | 20 | 24 | 10.9808 | 0 | 0 | 0 | 0 | 8.9491 | 0 | 0 | 0 | 0 | 2070993.36 | 1355757.16 | 432470.6766 | 278444.2526 | 4321.2711 | 0 | 322810.2627 | 90000 | 109660.4138 | 0.25 | 900 | 0.08466 | 480.523 | 0.01017
2017-12-24 18:15 | 8.9 | 0 | 1532.4859 | 0 | 0 | 19.9968 | 398.2706 | 0 | 20 | 24 | 10.9619 | 0 | 0 | 0 | 0 | 8.9498 | 0 | 0 | 0 | 0 | 2171951.952 | 1444214.916 | 400553.6716 | 282448.0541 | 44735.3104 | 0 | 294755.5026 | 90000 | 105798.169 | 0.25 | 900 | 0.07057 | 445.0596 | 0.007852
2017-12-24 18:30 | 8.9 | 0 | 1532.4859 | 0 | 0 | 20.0003 | 488.0529 | 0 | 20 | 24 | 10.9144 | 0 | 0 | 0 | 0 | 8.9501 | 0 | 0 | 0 | 0 | 2198755.292 | 1444214.916 | 426865.2067 | 282939.8583 | 44735.3104 | 0 | 317883.1052 | 90000 | 108982.1015 | 0.25 | 900 | 0.07631 | 474.2947 | 0.0090484
2017-12-24 18:45 | 8.9 | 0 | 1532.4859 | 0 | 0 | 19.9895 | 499.4112 | 0 | 20 | 24 | 10.7857 | 0 | 0 | 0 | 0 | 8.9438 | 0 | 0 | 0 | 0 | 2201940.382 | 1444214.916 | 429949.4966 | 283040.6591 | 44735.3104 | 0 | 320594.1682 | 90000 | 109355.3284 | 0.25 | 900 | 0.07025 | 477.7217 | 0.00839
2017-12-24 19:00 | 8.9 | 0 | 1532.4859 | 0 | 0 | 19.9803 | 572.6602 | 0 | 20 | 24 | 10.6143 | 0 | 0 | 0 | 0 | 8.938 | 0 | 0 | 0 | 0 | 2221184.437 | 1444214.916 | 451132.3813 | 281101.8292 | 44735.3104 | 0 | 339213.7333 | 90000 | 111918.648 | 0.25 | 900 | 0.07089 | 501.2582 | 0.0088835
2017-12-24 19:15 | 8.9 | 0 | 1523.6412 | 0 | 0 | 20.0392 | 615.687 | 0 | 20 | 24 | 10.4657 | 0 | 0 | 0 | 0 | 8.9295 | 0 | 0 | 0 | 0 | 2210582.122 | 1417447.834 | 464812.6679 | 282956.7537 | 45364.8662 | 0 | 351238.5821 | 90000 | 113574.0858 | 0.25 | 900 | 0.06818 | 516.4585 | 0.008803
2017-12-24 19:30 | 8.9 | 0 | 1523.6412 | 0 | 0 | 20.0258 | 453.8367 | 0 | 20 | 24 | 10.3635 | 0 | 0 | 0 | 0 | 8.9157 | 0 | 0 | 0 | 0 | 2416647.75 | 1417447.834 | 416789.713 | 537045.3363 | 45364.8662 | 0 | 309026.8368 | 90000 | 107762.8761 | 0.25 | 900 | 0.0711 | 463.0997 | 0.0082316
2017-12-24 19:45 | 8.9 | 0 | 1523.6412 | 0 | 0 | 20.0179 | 464.4932 | 0 | 20 | 24 | 10.3122 | 0 | 0 | 0 | 0 | 8.9169 | 0 | 0 | 0 | 0 | 2165726.633 | 1417447.834 | 419930.3339 | 282983.5983 | 45364.8662 | 0 | 311787.4143 | 90000 | 108142.9195 | 0.25 | 900 | 0.0663 | 466.5893 | 0.0077337
2017-12-24 20:00 | 8.9 | 0 | 1523.6412 | 0 | 0 | 20.0198 | 432.3966 | 0 | 20 | 24 | 10.3234 | 0 | 0 | 0 | 0 | 8.9254 | 0 | 0 | 0 | 0 | 2157246.526 | 1417447.834 | 410749.9101 | 283683.9156 | 45364.8662 | 0 | 303717.9045 | 90000 | 107032.0056 | 0.25 | 900 | 0.07028 | 456.3888 | 0.0080188
2017-12-24 20:15 | 8.9 | 0 | 1510.8689 | 0 | 0 | 20.0087 | 401.4508 | 0 | 20 | 24 | 10.3786 | 0 | 0 | 0 | 0 | 8.9333 | 0 | 0 | 0 | 0 | 2129240.328 | 1403137.414 | 401535.8886 | 279202.1601 | 45364.8662 | 0 | 295618.8625 | 90000 | 105917.0261 | 0.25 | 900 | 0.06775 | 446.151 | 0.0075567
2017-12-24 20:30 | 8.9 | 0 | 1510.8689 | 0 | 0 | 20.0089 | 424.6306 | 0 | 20 | 24 | 10.4443 | 0 | 0 | 0 | 0 | 8.9387 | 0 | 0 | 0 | 0 | 2137357.631 | 1403137.414 | 408429.1778 | 280426.1733 | 45364.8662 | 0 | 301678.0016 | 90000 | 106751.1762 | 0.25 | 900 | 0.06364 | 453.8102 | 0.0072201
2017-12-24 20:45 | 8.9 | 0 | 1510.8689 | 0 | 0 | 20.009 | 413.3408 | 0 | 20 | 24 | 10.502 | 0 | 0 | 0 | 0 | 8.9409 | 0 | 0 | 0 | 0 | 2134949.375 | 1403137.414 | 405144.7184 | 281302.3768 | 45364.8662 | 0 | 298790.9914 | 90000 | 106353.727 | 0.25 | 900 | 0.06019 | 450.1608 | 0.0067738
2017-12-24 21:00 | 8.9 | 0 | 1510.8689 | 0 | 0 | 20.0087 | 415.8548 | 0 | 20 | 24 | 10.5493 | 0 | 0 | 0 | 0 | 8.9423 | 0 | 0 | 0 | 0 | 2136257.729 | 1403137.414 | 405870.604 | 281884.845 | 45364.8662 | 0 | 299429.0383 | 90000 | 106441.5657 | 0.25 | 900 | 0.06565 | 450.9673 | 0.0074015
2017-12-24 21:15 | 8.9 | 0 | 1429.9171 | 0 | 0 | 20.0102 | 417.8684 | 0 | 20 | 24 | 10.589 | 0 | 0 | 0 | 0 | 8.9429 | 0 | 0 | 0 | 0 | 2020257.609 | 1290014.547 | 406484.3653 | 279965.2025 | 43793.4949 | 0 | 299968.5289 | 90000 | 106515.8363 | 0.25 | 900 | 0.0648 | 451.6493 | 0.0073167
2017-12-24 21:30 | 8.9 | 0 | 1429.9171 | 0 | 0 | 20.0111 | 420.4791 | 0 | 20 | 24 | 10.6239 | 0 | 0 | 0 | 0 | 8.9433 | 0 | 0 | 0 | 0 | 2020968.237 | 1290014.547 | 407235.7947 | 279924.4012 | 43793.4949 | 0 | 300629.0286 | 90000 | 106606.7661 | 0.25 | 900 | 0.06076 | 452.4842 | 0.0068732
2017-12-24 21:45 | 8.9 | 0 | 1429.9171 | 0 | 0 | 20.009 | 422.2129 | 0 | 20 | 24 | 10.6552 | 0 | 0 | 0 | 0 | 8.9432 | 0 | 0 | 0 | 0 | 2021374.687 | 1290014.547 | 407689.9237 | 279876.7215 | 43793.4949 | 0 | 301028.2039 | 90000 | 106661.7198 | 0.25 | 900 | 0.05981 | 452.9888 | 0.0067733
2017-12-24 22:00 | 8.9 | 0 | 1429.9171 | 0 | 0 | 20.0068 | 432.6965 | 0 | 20 | 24 | 10.6837 | 0 | 0 | 0 | 0 | 8.9445 | 0 | 0 | 0 | 0 | 2024356.261 | 1290014.547 | 410726.2367 | 279821.9831 | 43793.4949 | 0 | 303697.0957 | 90000 | 107029.1409 | 0.25 | 900 | 0.06529 | 456.3625 | 0.007449
2017-12-24 22:15 | 8.9 | 0 | 1200.1408 | 0 | 0 | 20.0002 | 498.4912 | 0 | 20 | 24 | 10.7093 | 0 | 0 | 0 | 0 | 8.9514 | 0 | 0 | 0 | 0 | 1777152.774 | 1029920.498 | 429731.0246 | 275868.3919 | 41632.8593 | 0 | 320402.1333 | 90000 | 109328.8913 | 0.25 | 900 | 0.06341 | 477.4789 | 0.0075692
2017-12-24 22:30 | 8.9 | 0 | 1200.1408 | 0 | 0 | 20.0026 | 545.7601 | 0 | 20 | 24 | 10.7289 | 0 | 0 | 0 | 0 | 8.9558 | 0 | 0 | 0 | 0 | 1789503.905 | 1029920.498 | 443542.7461 | 274407.8013 | 41632.8593 | 0 | 332542.5122 | 90000 | 111000.2339 | 0.25 | 900 | 0.06202 | 492.8253 | 0.0076413
2017-12-24 22:45 | 8.9 | 0 | 1200.1408 | 0 | 0 | 20.0032 | 565.0398 | 0 | 20 | 24 | 10.7424 | 0 | 0 | 0 | 0 | 8.9588 | 0 | 0 | 0 | 0 | 1796145.931 | 1029920.498 | 449079.9464 | 275512.6273 | 41632.8593 | 0 | 337409.6614 | 90000 | 111670.2849 | 0.25 | 900 | 0.05908 | 498.9777 | 0.0073699
2017-12-24 23:00 | 8.9 | 0 | 1200.1408 | 0 | 0 | 20.006 | 594.7453 | 0 | 20 | 24 | 10.7521 | 0 | 0 | 0 | 0 | 8.9627 | 0 | 0 | 0 | 0 | 1536720.757 | 1029920.498 | 457697.3999 | 7470 | 41632.8593 | 0 | 344984.3255 | 90000 | 112713.0744 | 0.25 | 900 | 0.06198 | 508.5527 | 0.00788
2017-12-24 23:15 | 8.9 | 0 | 1014.3672 | 0 | 0 | 20.0108 | 652.1065 | 0 | 20 | 24 | 10.7598 | 0 | 0 | 0 | 0 | 8.9652 | 0 | 0 | 0 | 0 | 1585341.538 | 799004.1329 | 474244.688 | 272066.4847 | 40026.2329 | 0 | 359529.2429 | 90000 | 114715.4451 | 0.25 | 900 | 0.06182 | 526.9385 | 0.0081438
2017-12-24 23:30 | 8.9 | 0 | 1014.3672 | 0 | 0 | 20.0111 | 671.9789 | 0 | 20 | 24 | 10.7663 | 0 | 0 | 0 | 0 | 8.9665 | 0 | 0 | 0 | 0 | 1413795.124 | 799004.1329 | 479878.5468 | 94886.2117 | 40026.2329 | 0 | 364481.3541 | 90000 | 115397.1927 | 0.25 | 900 | 0.05754 | 533.1984 | 0.0076701
2017-12-24 23:45 | 8.9 | 0 | 1014.3672 | 0 | 0 | 20.0116 | 695.1029 | 0 | 20 | 24 | 10.7716 | 0 | 0 | 0 | 0 | 8.9681 | 0 | 0 | 0 | 0 | 1509430.987 | 799004.1329 | 486518.148 | 183882.4729 | 40026.2329 | 0 | 370317.5038 | 90000 | 116200.6442 | 0.25 | 900 | 0.05 | 540.5757 | 0.0067572
2017-12-25 | 8.9 | 0 | 1014.3672 | 0 | 0 | 20.0122 | 710.176 | 0 | 20 | 24 | 10.7761 | 0 | 0 | 0 | 0 | 8.9698 | 0 | 0 | 0 | 0 | 1601508.803 | 799004.1329 | 490851.1985 | 271627.2387 | 40026.2329 | 0 | 374126.2162 | 90000 | 116724.9823 | 0.25 | 900 | 0.05 | 545.3902 | 0.0068174