## Resume_Global
Day | Cost_Opti | Cost_Real | Difference_Euro | RMSE_Temp | RMSE_Power_W | MAPE_Power_Pct | Energy_Opti_kWh | Energy_Real_kWh | P_Avg_Opti_W | P_Avg_Real_W
2025-01-21 | 0 | 2.2607 | 2.2607 | 0.04168 | 598.8776 | 100 | 0 | 13.9949 | 0 | 583.1199
2025-02-04 | 0 | 5.521 | 5.521 | 0.025277 | 1634.0519 | 100 | 0 | 38.7128 | 0 | 1613.0345
2025-03-01 | 0 | 1.7668 | 1.7668 | 0.042797 | 651.5688 | 100 | 0 | 15.0491 | 0 | 627.0465
2025-04-24 | 0 | 0.75884 | 0.75884 | 0.046772 | 371.3109 | 100 | 0 | 8.282 | 0 | 345.0838
2025-05-09 | -0.0012704 | 0.36091 | 0.36218 | 0.045421 | 1153.9644 | 161.0409 | 10.5271 | 7.0116 | 438.6305 | 292.1513
2025-06-08 | -0.83396 | 0.053555 | 0.88752 | 0.04706 | 2126.7599 | 356.0645 | 37.3235 | 8.3649 | 1555.1447 | 348.5358
2025-07-08 | 0 | 1.2852 | 1.2852 | 0.042442 | 768.7356 | 100 | 0 | 16.0987 | 0 | 670.7779
2025-08-05 | -0.43688 | 0.15444 | 0.59131 | 0.047268 | 1864.2787 | 221.9374 | 31.5814 | 11.3521 | 1315.8916 | 473.0034
2025-09-24 | 0 | 0.3377 | 0.3377 | 0.046468 | 226.2119 | 100 | 0 | 5.1902 | 0 | 216.2576
2025-10-04 | -0.12063 | 0.0010896 | 0.12172 | 0.046173 | 2633.1042 | 868.5457 | 50.7216 | 7.7617 | 2113.4017 | 323.4043
2025-11-22 | 0 | 1.7418 | 1.7418 | 0.03463 | 814.0619 | 100 | 0 | 19.0918 | 0 | 795.4909
2025-12-24 | 0 | 0.83521 | 0.83521 | 0.036116 | 591.5019 | 100 | 0 | 13.8426 | 0 | 576.7757

## Details_2025-01-21
datetime | Unnamed: 0 | sim_time | Zone Air Temperature,LIVING_UNIT1 | Site Outdoor Air Drybulb Temperature,ENVIRONMENT | Zone Air System Sensible Heating Rate,LIVING_UNIT1 | Zone Air System Sensible Cooling Rate,LIVING_UNIT1 | Electricity:Building | Electricity:HVAC | Heating:Electricity | Cooling:Electricity | Fans:Electricity | Zone Thermostat Heating Setpoint Temperature,LIVING_UNIT1 | Zone Thermostat Cooling Setpoint Temperature,LIVING_UNIT1 | Zone Temperature Control,Heating Setpoint,LIVING_UNIT1 | Zone Temperature Control,Cooling Setpoint,LIVING_UNIT1 | dt_hours | dt_seconds | current_price | P_total_W | step_cost_real
2017-01-21 | 1863 | 120 | 19.9795 | 7.9 | 999.7585 | 0 | 787730.259 | 580164.3525 | 0 | 0 | 0 | 19.9648 | 20.0648 | 19.9648 | 20.0648 | 0.25 | 900 | 0.14136 | 0 | 0
2017-01-21 00:15 | 1864 | 120.25 | 19.9941 | 7.95 | 1064.7246 | 0 | 787730.259 | 581874.8596 | 453637.9345 | 0 | 128236.9252 | 19.9788 | 20.0788 | 19.9788 | 20.0788 | 0.25 | 900 | 0.14009 | 646.5276 | 0.022643
2017-01-21 00:30 | 1865 | 120.5 | 20.0082 | 8 | 1081.5454 | 0 | 613262.9701 | 600468.5792 | 469978.3875 | 0 | 130490.1917 | 19.9927 | 20.0927 | 19.9927 | 20.0927 | 0.25 | 900 | 0.13882 | 667.1873 | 0.023155
2017-01-21 00:45 | 1866 | 120.75 | 20.0223 | 8.05 | 1105.6826 | 0 | 613262.9701 | 604864.8171 | 473862.7185 | 0 | 131002.0987 | 20.0066 | 20.1066 | 20.0066 | 20.1066 | 0.25 | 900 | 0.13755 | 672.072 | 0.023111
2017-01-21 01:00 | 1867 | 121 | 20.0362 | 8.1 | 1122.7522 | 0 | 613262.9701 | 611342.996 | 479574.9351 | 0 | 131768.0609 | 20.0204 | 20.1204 | 20.0204 | 20.1204 | 0.25 | 900 | 0.13628 | 679.27 | 0.023143
2017-01-21 01:15 | 1868 | 121.25 | 20.0614 | 8.2 | 1136.3534 | 0 | 613262.9701 | 615790.4277 | 483505.7639 | 0 | 132284.6638 | 20.0342 | 20.1342 | 20.0342 | 20.1342 | 0.25 | 900 | 0.13453 | 684.2116 | 0.023012
2017-01-21 01:30 | 1869 | 121.5 | 20.0755 | 8.3 | 1102.7795 | 0 | 562337.4017 | 619073.5977 | 486443.1719 | 0 | 132630.4258 | 20.0479 | 20.1479 | 20.0479 | 20.1479 | 0.25 | 900 | 0.13278 | 687.8596 | 0.022834
2017-01-21 01:45 | 1870 | 121.75 | 20.0892 | 8.4 | 1094.3557 | 0 | 562337.4017 | 608346.6187 | 477080.2081 | 0 | 131266.4106 | 20.0617 | 20.1617 | 20.0617 | 20.1617 | 0.25 | 900 | 0.13104 | 675.9407 | 0.022143
2017-01-21 02:00 | 1871 | 122 | 20.1025 | 8.5 | 1072.3457 | 0 | 562337.4017 | 605021.1357 | 474213.7563 | 0 | 130807.3794 | 20.0754 | 20.1754 | 20.0754 | 20.1754 | 0.25 | 900 | 0.12929 | 672.2457 | 0.021729
2017-01-21 02:15 | 1872 | 122.25 | 20.116 | 8.55 | 1055.3018 | 0 | 562337.4017 | 597856.9537 | 467974.4849 | 0 | 129882.4688 | 20.0891 | 20.1891 | 20.0891 | 20.1891 | 0.25 | 900 | 0.12656 | 664.2855 | 0.021018
2017-01-21 02:30 | 1873 | 122.5 | 20.1298 | 8.6 | 1086.6027 | 0 | 545753.3182 | 592543.2833 | 463332.9059 | 0 | 129210.3774 | 20.1027 | 20.2027 | 20.1027 | 20.2027 | 0.25 | 900 | 0.12384 | 658.3814 | 0.020383
2017-01-21 02:45 | 1874 | 122.75 | 20.1433 | 8.65 | 1077.7956 | 0 | 545753.3182 | 600953.6682 | 470747.2405 | 0 | 130206.4276 | 20.1163 | 20.2163 | 20.1163 | 20.2163 | 0.25 | 900 | 0.12111 | 667.7263 | 0.020217
2017-01-21 03:00 | 1875 | 123 | 20.1566 | 8.7 | 1065.2178 | 0 | 545753.3182 | 598025.5476 | 468200.9759 | 0 | 129824.5717 | 20.1299 | 20.2299 | 20.1299 | 20.2299 | 0.25 | 900 | 0.11838 | 664.4728 | 0.019665
2017-01-21 03:15 | 1876 | 123.25 | 20.1484 | 8.675 | 1067.8812 | 0 | 545753.3182 | 594055.7967 | 464738.9856 | 0 | 129316.8111 | 20.1434 | 20.2434 | 20.1434 | 20.2434 | 0.25 | 900 | 0.11746 | 660.062 | 0.019382
2017-01-21 03:30 | 1877 | 123.5 | 20.1613 | 8.65 | 1144.9352 | 0 | 533363.667 | 594513.9266 | 465128.6118 | 0 | 129385.3148 | 20.1568 | 20.2568 | 20.1568 | 20.2568 | 0.25 | 900 | 0.11653 | 660.571 | 0.019245
2017-01-21 03:45 | 1878 | 123.75 | 20.1748 | 8.625 | 1167.3217 | 0 | 533363.667 | 617026.1639 | 484894.7859 | 0 | 132131.378 | 20.1701 | 20.2701 | 20.1701 | 20.2701 | 0.25 | 900 | 0.11561 | 685.5846 | 0.019816
2017-01-21 04:00 | 1879 | 124 | 20.1882 | 8.6 | 1211.6503 | 0 | 533363.667 | 623677.7239 | 490724.7154 | 0 | 132953.0084 | 20.1833 | 20.2833 | 20.1833 | 20.2833 | 0.25 | 900 | 0.11469 | 692.9752 | 0.019869
2017-01-21 04:15 | 1880 | 124.25 | 20.2086 | 8.475 | 1235.7362 | 0 | 533363.667 | 636476.8447 | 501954.828 | 0 | 134522.0167 | 20.1965 | 20.2965 | 20.1965 | 20.2965 | 0.25 | 900 | 0.11663 | 707.1965 | 0.020619
2017-01-21 04:30 | 1881 | 124.5 | 20.2222 | 8.35 | 1241.7725 | 0 | 566989.6412 | 644586.5545 | 509004.6904 | 0 | 135581.8641 | 20.2095 | 20.3095 | 20.2095 | 20.3095 | 0.25 | 900 | 0.11856 | 716.2073 | 0.021228
2017-01-21 04:45 | 1882 | 124.75 | 20.2355 | 8.225 | 1265.7348 | 0 | 566989.6412 | 647378.1636 | 511381.3752 | 0 | 135996.7884 | 20.2224 | 20.3224 | 20.2224 | 20.3224 | 0.25 | 900 | 0.1205 | 719.3091 | 0.021668
2017-01-21 05:00 | 1883 | 125 | 20.2486 | 8.1 | 1282.6305 | 0 | 566989.6412 | 655410.489 | 518357.8163 | 0 | 137052.6727 | 20.2351 | 20.3351 | 20.2351 | 20.3351 | 0.25 | 900 | 0.12243 | 728.2339 | 0.022289
2017-01-21 05:15 | 1884 | 125.25 | 20.271 | 7.975 | 1257.7364 | 0 | 566989.6412 | 661480.4337 | 523608.6095 | 0 | 137871.8241 | 20.2477 | 20.3477 | 20.2477 | 20.3477 | 0.25 | 900 | 0.12667 | 734.9783 | 0.023275
2017-01-21 05:30 | 1885 | 125.5 | 20.284 | 7.85 | 1221.7775 | 0 | 696064.4026 | 655979.2855 | 518703.1324 | 0 | 137276.1531 | 20.2601 | 20.3601 | 20.2601 | 20.3601 | 0.25 | 900 | 0.13092 | 728.8659 | 0.023855
2017-01-21 05:45 | 1886 | 125.75 | 20.2967 | 7.725 | 1213.6765 | 0 | 696064.4026 | 646790.7197 | 510564.7998 | 0 | 136225.92 | 20.2724 | 20.3724 | 20.2724 | 20.3724 | 0.25 | 900 | 0.13516 | 718.6564 | 0.024283
2017-01-21 06:00 | 1887 | 126 | 20.3092 | 7.6 | 1196.9925 | 0 | 696064.4026 | 645733.4122 | 509562.1892 | 0 | 136171.223 | 20.2846 | 20.3846 | 20.2846 | 20.3846 | 0.25 | 900 | 0.1394 | 717.4816 | 0.025004
2017-01-21 06:15 | 1888 | 126.25 | 20.3218 | 7.575 | 1155.3775 | 0 | 696064.4026 | 642219.1553 | 506405.4528 | 0 | 135813.7025 | 20.2966 | 20.3966 | 20.2966 | 20.3966 | 0.25 | 900 | 0.14965 | 713.5768 | 0.026697
2017-01-21 06:30 | 1889 | 126.5 | 20.3295 | 7.55 | 1132.7573 | 0 | 832563.7912 | 630666.0361 | 496259.9184 | 0 | 134406.1177 | 20.3086 | 20.4086 | 20.3086 | 20.4086 | 0.25 | 900 | 0.1599 | 700.74 | 0.028012
2017-01-21 06:45 | 1890 | 126.75 | 20.3513 | 7.525 | 1122.5228 | 0 | 832563.7912 | 624308.7277 | 490671.1886 | 0 | 133637.5391 | 20.3204 | 20.4204 | 20.3204 | 20.4204 | 0.25 | 900 | 0.17015 | 693.6764 | 0.029507
2017-01-21 07:00 | 1891 | 127 | 20.3611 | 7.5 | 1070.8826 | 0 | 832563.7912 | 621962.1649 | 488599.5787 | 0 | 133362.5862 | 20.3322 | 20.4322 | 20.3322 | 20.4322 | 0.25 | 900 | 0.1804 | 691.0691 | 0.031167
2017-01-21 07:15 | 1892 | 127.25 | 20.3523 | 7.5 | 1093.2754 | 0 | 832563.7912 | 607038.5067 | 475501.0917 | 0 | 131537.4151 | 20.3439 | 20.4439 | 20.3439 | 20.4439 | 0.25 | 900 | 0.1964 | 674.4872 | 0.033117
2017-01-21 07:30 | 1893 | 127.5 | 20.3601 | 7.5 | 1146.0956 | 0 | 917156.0991 | 613106.1622 | 480820.955 | 0 | 132285.2072 | 20.3556 | 20.4556 | 20.3556 | 20.4556 | 0.25 | 900 | 0.2124 | 681.2291 | 0.036173
2017-01-21 07:45 | 1894 | 127.75 | 20.3718 | 7.5 | 1167.7774 | 0 | 917156.0991 | 628788.8409 | 494570.8637 | 0 | 134217.9772 | 20.3671 | 20.4671 | 20.3671 | 20.4671 | 0.25 | 900 | 0.2284 | 698.6543 | 0.039893
2017-01-21 08:00 | 1895 | 128 | 20.3833 | 7.5 | 1203.0723 | 0 | 917156.0991 | 635213.8735 | 500204.0602 | 0 | 135009.8133 | 20.3787 | 20.4787 | 20.3787 | 20.4787 | 0.25 | 900 | 0.2444 | 705.7932 | 0.043124
2017-01-21 08:15 | 1896 | 128.25 | 20.43 | 7.45 | 1377.1086 | 0 | 917156.0991 | 645435.854 | 509166.2599 | 0 | 136269.5941 | 20.3901 | 20.4901 | 20.3901 | 20.4901 | 0.25 | 900 | 0.23614 | 717.1509 | 0.042336
2017-01-21 08:30 | 1897 | 128.5 | 20.4408 | 7.4 | 1281.1625 | 0 | 802160.3193 | 696607.0651 | 553996.9389 | 0 | 142610.1263 | 20.4015 | 20.5015 | 20.4015 | 20.5015 | 0.25 | 900 | 0.22787 | 774.0079 | 0.044093
2017-01-21 08:45 | 1898 | 128.75 | 20.4503 | 7.35 | 1155.3355 | 0 | 802160.3193 | 668725.9069 | 529522.3022 | 0 | 139203.6047 | 20.4127 | 20.5127 | 20.4127 | 20.5127 | 0.25 | 900 | 0.2196 | 743.0288 | 0.040793
2017-01-21 09:00 | 1899 | 129 | 20.4595 | 7.3 | 1026.5783 | 0 | 802160.3193 | 633046.0746 | 498216.4417 | 0 | 134829.6329 | 20.4239 | 20.5239 | 20.4239 | 20.5239 | 0.25 | 900 | 0.21134 | 703.3845 | 0.037163
2017-01-21 09:15 | 1900 | 129.25 | 20.4396 | 7.275 | 993.7394 | 0 | 802160.3193 | 596249.8712 | 465937.8512 | 0 | 130312.02 | 20.435 | 20.535 | 20.435 | 20.535 | 0.25 | 900 | 0.20829 | 662.4999 | 0.034498
2017-01-21 09:30 | 1901 | 129.5 | 20.4492 | 7.25 | 1022.0598 | 0 | 755520.0357 | 586261.7453 | 457171.2487 | 0 | 129090.4966 | 20.446 | 20.546 | 20.446 | 20.546 | 0.25 | 900 | 0.20525 | 651.4019 | 0.033424
2017-01-21 09:45 | 1902 | 129.75 | 20.4667 | 7.225 | 958.6709 | 0 | 755520.0357 | 595489.2477 | 465245.2205 | 0 | 130244.0272 | 20.4569 | 20.5569 | 20.4569 | 20.5569 | 0.25 | 900 | 0.2022 | 661.6547 | 0.033446
2017-01-21 10:00 | 1903 | 130 | 20.4763 | 7.2 | 898.1476 | 0 | 755520.0357 | 577518.2535 | 449483.9123 | 0 | 128034.3412 | 20.4678 | 20.5678 | 20.4678 | 20.5678 | 0.25 | 900 | 0.19915 | 641.6869 | 0.031948
2017-01-21 10:15 | 1904 | 130.25 | 20.4862 | 7.375 | 841.0844 | 0 | 755520.0357 | 559946.8653 | 434074.2056 | 0 | 125872.6597 | 20.4786 | 20.5786 | 20.4786 | 20.5786 | 0.25 | 900 | 0.19021 | 622.1632 | 0.029585
2017-01-21 10:30 | 1905 | 130.5 | 20.4958 | 7.55 | 771.2258 | 0 | 771370.9002 | 542012.7568 | 418434.956 | 0 | 123577.8008 | 20.4894 | 20.5894 | 20.4894 | 20.5894 | 0.25 | 900 | 0.18127 | 602.2364 | 0.027292
2017-01-21 10:45 | 1906 | 130.75 | 20.5047 | 7.725 | 666.4084 | 0 | 771370.9002 | 520220.082 | 399402.3579 | 0 | 120817.7241 | 20.5003 | 20.6003 | 20.5003 | 20.6003 | 0.25 | 900 | 0.17233 | 578.0223 | 0.024903
2017-01-21 11:00 | 1907 | 131 | 20.5136 | 7.9 | 558.2483 | 0 | 771370.9002 | 488174.6241 | 371364.6868 | 0 | 116809.9373 | 20.5112 | 20.6112 | 20.5112 | 20.6112 | 0.25 | 900 | 0.16339 | 542.4162 | 0.022156
2017-01-21 11:15 | 1908 | 131.25 | 20.5356 | 8.125 | 444.6708 | 0 | 771370.9002 | 455196.3484 | 342490.6422 | 0 | 112705.7061 | 20.5221 | 20.6221 | 20.5221 | 20.6221 | 0.25 | 900 | 0.1599 | 505.7737 | 0.020218
2017-01-21 11:30 | 1909 | 131.5 | 20.5391 | 8.35 | 303.4183 | 0 | 784741.6695 | 420599.5574 | 312189.6394 | 0 | 108409.918 | 20.5331 | 20.6331 | 20.5331 | 20.6331 | 0.25 | 900 | 0.1564 | 467.3328 | 0.018273
2017-01-21 11:45 | 1910 | 131.75 | 20.5639 | 8.575 | 263.695 | 0 | 784741.6695 | 377381.6403 | 274293.4146 | 0 | 103088.2257 | 20.5442 | 20.6442 | 20.5442 | 20.6442 | 0.25 | 900 | 0.15291 | 419.3129 | 0.016029
2017-01-21 12:00 | 1911 | 132 | 20.5668 | 8.8 | 157.0791 | 0 | 784741.6695 | 364957.6508 | 263417.7884 | 0 | 101539.8624 | 20.5553 | 20.6553 | 20.5553 | 20.6553 | 0.25 | 900 | 0.14941 | 405.5085 | 0.015147
2017-01-21 12:15 | 1912 | 132.25 | 20.5709 | 8.8 | 145.2672 | 0 | 784741.6695 | 332248.8482 | 234706.274 | 0 | 97542.5742 | 20.5665 | 20.6665 | 20.5665 | 20.6665 | 0.25 | 900 | 0.14814 | 369.1654 | 0.013672
2017-01-21 12:30 | 1913 | 132.5 | 20.577 | 8.8 | 135.2477 | 0 | 774510.3167 | 328644.7766 | 231538.9008 | 0 | 97105.8758 | 20.5776 | 20.6776 | 20.5776 | 20.6776 | 0.25 | 900 | 0.14687 | 365.1609 | 0.013408
2017-01-21 12:45 | 1914 | 132.75 | 20.5867 | 8.8 | 157.1213 | 0 | 774510.3167 | 325647.6207 | 228904.9046 | 0 | 96742.7161 | 20.5887 | 20.6887 | 20.5887 | 20.6887 | 0.25 | 900 | 0.1456 | 361.8307 | 0.013171
2017-01-21 13:00 | 1915 | 133 | 20.5986 | 8.8 | 176.6171 | 0 | 774510.3167 | 332183.7097 | 234649.0282 | 0 | 97534.6815 | 20.5997 | 20.6997 | 20.5997 | 20.6997 | 0.25 | 900 | 0.14433 | 369.093 | 0.013318
2017-01-21 13:15 | 1916 | 133.25 | 20.6399 | 9.025 | 171.0296 | 0 | 774510.3167 | 338006.5332 | 239766.3112 | 0 | 98240.2219 | 20.6106 | 20.7106 | 20.6106 | 20.7106 | 0.25 | 900 | 0.14576 | 375.5628 | 0.013686
2017-01-21 13:30 | 1917 | 133.5 | 20.6435 | 9.25 | 60.3477 | 0 | 761050.4743 | 335940.2702 | 237974.0073 | 0 | 97966.2628 | 20.6216 | 20.7216 | 20.6216 | 20.7216 | 0.25 | 900 | 0.14719 | 373.267 | 0.013735
2017-01-21 13:45 | 1918 | 133.75 | 20.65 | 9.475 | 46.8697 | 0 | 761050.4743 | 302108.163 | 208240.6356 | 0 | 93867.5274 | 20.6327 | 20.7327 | 20.6327 | 20.7327 | 0.25 | 900 | 0.14862 | 335.6757 | 0.012472
2017-01-21 14:00 | 1919 | 134 | 20.6392 | 9.7 | 0 | 43.7988 | 761050.4743 | 297469.4274 | 204170.4423 | 0 | 93298.9851 | 20.6439 | 20.7439 | 20.6439 | 20.7439 | 0.25 | 900 | 0.15005 | 330.5216 | 0.012399
2017-01-21 14:15 | 1920 | 134.25 | 20.6555 | 9.725 | 14.6373 | 0 | 761050.4743 | 270000 | 180000 | 0 | 90000 | 20.6551 | 20.7551 | 20.6551 | 20.7551 | 0.25 | 900 | 0.15404 | 300 | 0.011553
2017-01-21 14:30 | 1921 | 134.5 | 20.6394 | 9.75 | 0 | 43.2246 | 765614.8792 | 287347.9288 | 195271.3558 | 0 | 92076.573 | 20.6662 | 20.7662 | 20.6662 | 20.7662 | 0.25 | 900 | 0.15802 | 319.2755 | 0.012613
2017-01-21 14:45 | 1922 | 134.75 | 20.6781 | 9.775 | 109.9708 | 0 | 765614.8792 | 270000 | 180000 | 0 | 90000 | 20.6773 | 20.7773 | 20.6773 | 20.7773 | 0.25 | 900 | 0.16201 | 300 | 0.01215
2017-01-21 15:00 | 1923 | 135 | 20.6679 | 9.8 | 62.2908 | 0 | 765614.8792 | 315365.2062 | 219938.5021 | 0 | 95426.7041 | 20.6884 | 20.7884 | 20.6884 | 20.7884 | 0.25 | 900 | 0.16599 | 350.4058 | 0.014541
2017-01-21 15:15 | 1924 | 135.25 | 20.7125 | 9.775 | 186.2312 | 0 | 765614.8792 | 300889.0453 | 207195.2351 | 0 | 93693.8102 | 20.6994 | 20.7994 | 20.6994 | 20.7994 | 0.25 | 900 | 0.16883 | 334.3212 | 0.014111
2017-01-21 15:30 | 1925 | 135.5 | 20.7236 | 9.75 | 118.58 | 0 | 833027.0814 | 337735.8363 | 239633.0992 | 0 | 98102.7371 | 20.7103 | 20.8103 | 20.7103 | 20.8103 | 0.25 | 900 | 0.17167 | 375.262 | 0.016105
2017-01-21 15:45 | 1926 | 135.75 | 20.7355 | 9.725 | 207.546 | 0 | 833027.0814 | 317799.9781 | 222080.1351 | 0 | 95719.843 | 20.7212 | 20.8212 | 20.7212 | 20.8212 | 0.25 | 900 | 0.1745 | 353.1111 | 0.015405
2017-01-21 16:00 | 1927 | 136 | 20.7473 | 9.7 | 268.3749 | 0 | 833027.0814 | 343813.8055 | 244978.1829 | 0 | 98835.6226 | 20.732 | 20.832 | 20.732 | 20.832 | 0.25 | 900 | 0.17734 | 382.0153 | 0.016937
2017-01-21 16:15 | 1928 | 136.25 | 20.7422 | 9.6 | 286.1483 | 0 | 833027.0814 | 361571.6742 | 260606.7947 | 0 | 100964.8795 | 20.7427 | 20.8427 | 20.7427 | 20.8427 | 0.25 | 900 | 0.19119 | 401.7463 | 0.019203
2017-01-21 16:30 | 1929 | 136.5 | 20.7546 | 9.5 | 423.4741 | 0 | 1054199.8844 | 366914.3762 | 265294.4478 | 0 | 101619.9284 | 20.7533 | 20.8533 | 20.7533 | 20.8533 | 0.25 | 900 | 0.20505 | 407.6826 | 0.020898
2017-01-21 16:45 | 1930 | 136.75 | 20.7646 | 9.4 | 511.6487 | 0 | 1054199.8844 | 407311.8564 | 300826.6002 | 0 | 106485.2561 | 20.7637 | 20.8637 | 20.7637 | 20.8637 | 0.25 | 900 | 0.2189 | 452.5687 | 0.024767
2017-01-21 17:00 | 1931 | 137 | 20.7785 | 9.3 | 622.2134 | 0 | 1054199.8844 | 433223.6298 | 323601.6443 | 0 | 109621.9855 | 20.7741 | 20.8741 | 20.7741 | 20.8741 | 0.25 | 900 | 0.23275 | 481.3596 | 0.028009
2017-01-21 17:15 | 1932 | 137.25 | 20.7875 | 9.075 | 624.4631 | 0 | 1054199.8844 | 465634.4738 | 352085.2079 | 0 | 113549.2659 | 20.7844 | 20.8844 | 20.7844 | 20.8844 | 0.25 | 900 | 0.23023 | 517.3716 | 0.029779
2017-01-21 17:30 | 1933 | 137.5 | 20.7986 | 8.85 | 708.0357 | 0 | 1330183.6065 | 467579.2952 | 353725.3787 | 0 | 113853.9165 | 20.7944 | 20.8944 | 20.7944 | 20.8944 | 0.25 | 900 | 0.22772 | 519.5326 | 0.029576
2017-01-21 17:45 | 1934 | 137.75 | 20.8097 | 8.625 | 776.1257 | 0 | 1330183.6065 | 493141.5442 | 376121.662 | 0 | 117019.8822 | 20.8043 | 20.9043 | 20.8043 | 20.9043 | 0.25 | 900 | 0.2252 | 547.935 | 0.030848
2017-01-21 18:00 | 1935 | 138 | 20.8205 | 8.4 | 840.9376 | 0 | 1330183.6065 | 514340.8991 | 394666.4922 | 0 | 119674.4069 | 20.814 | 20.914 | 20.814 | 20.914 | 0.25 | 900 | 0.22268 | 571.4899 | 0.031815
2017-01-21 18:15 | 1936 | 138.25 | 20.8382 | 8.475 | 772.7805 | 0 | 1330183.6065 | 534706.6487 | 412463.9526 | 0 | 122242.6961 | 20.8236 | 20.9236 | 20.8236 | 20.9236 | 0.25 | 900 | 0.21516 | 594.1185 | 0.031958
2017-01-21 18:30 | 1937 | 138.5 | 20.8477 | 8.55 | 780.1377 | 0 | 1419081.7863 | 514924.4401 | 395120.6139 | 0 | 119803.8261 | 20.8331 | 20.9331 | 20.8331 | 20.9331 | 0.25 | 900 | 0.20765 | 572.1383 | 0.029701
2017-01-21 18:45 | 1938 | 138.75 | 20.8569 | 8.625 | 757.1957 | 0 | 1419081.7863 | 516406.636 | 396451.9053 | 0 | 119954.7307 | 20.8426 | 20.9426 | 20.8426 | 20.9426 | 0.25 | 900 | 0.20014 | 573.7852 | 0.028709
2017-01-21 19:00 | 1939 | 139 | 20.8663 | 8.7 | 760.2304 | 0 | 1419081.7863 | 509277.6198 | 390218.1317 | 0 | 119059.4881 | 20.8521 | 20.9521 | 20.8521 | 20.9521 | 0.25 | 900 | 0.19262 | 565.864 | 0.027249
2017-01-21 19:15 | 1940 | 139.25 | 20.8744 | 8.7 | 754.3881 | 0 | 1419081.7863 | 509660.65 | 390583.2732 | 0 | 119077.3768 | 20.8616 | 20.9616 | 20.8616 | 20.9616 | 0.25 | 900 | 0.18572 | 566.2896 | 0.026292
2017-01-21 19:30 | 1941 | 139.5 | 20.8845 | 8.7 | 761.6229 | 0 | 1392175.501 | 507950.5227 | 389080.6311 | 0 | 118869.8917 | 20.871 | 20.971 | 20.871 | 20.971 | 0.25 | 900 | 0.17882 | 564.3895 | 0.02523
2017-01-21 19:45 | 1942 | 139.75 | 20.895 | 8.7 | 761.353 | 0 | 1392175.501 | 510104.6086 | 390973.3675 | 0 | 119131.2411 | 20.8804 | 20.9804 | 20.8804 | 20.9804 | 0.25 | 900 | 0.17191 | 566.7829 | 0.024359
2017-01-21 20:00 | 1943 | 140 | 20.9032 | 8.7 | 760.3039 | 0 | 1392175.501 | 510060.1537 | 390934.3062 | 0 | 119125.8475 | 20.8897 | 20.9897 | 20.8897 | 20.9897 | 0.25 | 900 | 0.16501 | 566.7335 | 0.023379
2017-01-21 20:15 | 1944 | 140.25 | 20.9393 | 8.475 | 754.8228 | 0 | 1392175.501 | 509734.2928 | 390647.9811 | 0 | 119086.3117 | 20.899 | 20.999 | 20.899 | 20.999 | 0.25 | 900 | 0.1612 | 566.3714 | 0.022825
2017-01-21 20:30 | 1945 | 140.5 | 20.9478 | 8.25 | 655.1409 | 0 | 1377595.0107 | 510151.5386 | 390928.5068 | 0 | 119223.0318 | 20.9081 | 21.0081 | 20.9081 | 21.0081 | 0.25 | 900 | 0.15739 | 566.835 | 0.022304
2017-01-21 20:45 | 1946 | 140.75 | 20.9567 | 8.025 | 628.2565 | 0 | 1377595.0107 | 482234.5705 | 366332.4716 | 0 | 115902.0989 | 20.917 | 21.017 | 20.917 | 21.017 | 0.25 | 900 | 0.15358 | 535.8162 | 0.020573
2017-01-21 21:00 | 1947 | 141 | 20.9569 | 7.8 | 570.3939 | 0 | 1377595.0107 | 475869.1792 | 360670.0058 | 0 | 115199.1733 | 20.9258 | 21.0258 | 20.9258 | 21.0258 | 0.25 | 900 | 0.14977 | 528.7435 | 0.019797
2017-01-21 21:15 | 1948 | 141.25 | 20.9325 | 7.925 | 564.3561 | 0 | 1377595.0107 | 460131.3604 | 346790.2385 | 0 | 113341.1219 | 20.9343 | 21.0343 | 20.9343 | 21.0343 | 0.25 | 900 | 0.1467 | 511.2571 | 0.01875
2017-01-21 21:30 | 1949 | 141.5 | 20.9351 | 8.05 | 710.6065 | 0 | 1264143.4163 | 457281.1363 | 344327.3051 | 0 | 112953.8311 | 20.9429 | 21.0429 | 20.9429 | 21.0429 | 0.25 | 900 | 0.14363 | 508.0902 | 0.018244
2017-01-21 21:45 | 1950 | 141.75 | 20.9432 | 8.175 | 761.5928 | 0 | 1264143.4163 | 499848.768 | 381723.5759 | 0 | 118125.1921 | 20.9515 | 21.0515 | 20.9515 | 21.0515 | 0.25 | 900 | 0.14056 | 555.3875 | 0.019516
2017-01-21 22:00 | 1951 | 142 | 20.9528 | 8.3 | 829.9121 | 0 | 1264143.4163 | 513948.057 | 394146.298 | 0 | 119801.759 | 20.9602 | 21.0602 | 20.9602 | 21.0602 | 0.25 | 900 | 0.13749 | 571.0534 | 0.019629
2017-01-21 22:15 | 1952 | 142.25 | 20.9314 | 8.35 | 967.2369 | 0 | 1264143.4163 | 532894.6461 | 410830.7276 | 0 | 122063.9185 | 20.9688 | 21.0688 | 20.9688 | 21.0688 | 0.25 | 900 | 0.13449 | 592.1052 | 0.019908
2017-01-21 22:30 | 1953 | 142.5 | 20.9409 | 8.4 | 1175.6776 | 0 | 1009469.0009 | 571356.1548 | 444625.3192 | 0 | 126730.8356 | 20.9775 | 21.0775 | 20.9775 | 21.0775 | 0.25 | 900 | 0.1315 | 634.8402 | 0.02087
2017-01-21 22:45 | 1954 | 142.75 | 20.9475 | 8.45 | 1305.9287 | 0 | 1009469.0009 | 631114.6854 | 497128.971 | 0 | 133985.7144 | 20.9861 | 21.0861 | 20.9861 | 21.0861 | 0.25 | 900 | 0.1285 | 701.2385 | 0.022527
2017-01-21 23:00 | 1955 | 143 | 20.954 | 8.5 | 1481.5953 | 0 | 1009469.0009 | 667516.4183 | 529128.4709 | 0 | 138387.9474 | 20.9947 | 21.0947 | 20.9947 | 21.0947 | 0.25 | 900 | 0.1255 | 741.6849 | 0.02327
2017-01-21 23:15 | 1956 | 143.25 | 21.0711 | 8.375 | 1598.0793 | 0 | 1009469.0009 | 716179.7527 | 571903.7952 | 0 | 144275.9574 | 21.0033 | 21.1033 | 21.0033 | 21.1033 | 0.25 | 900 | 0.12582 | 795.7553 | 0.02503
2017-01-21 23:30 | 1957 | 143.5 | 21.0675 | 8.25 | 1311.8637 | 0 | 787730.259 | 753295.1147 | 604407.896 | 0 | 148887.2187 | 21.0117 | 21.1117 | 21.0117 | 21.1117 | 0.25 | 900 | 0.12614 | 836.9946 | 0.026395
2017-01-21 23:45 | 1958 | 143.75 | 21.0946 | 8.125 | 1339.1086 | 0 | 787730.259 | 670984.9244 | 532046.8501 | 0 | 138938.0743 | 21.0201 | 21.1201 | 21.0201 | 21.1201 | 0.25 | 900 | 0.12646 | 745.5388 | 0.02357
2017-01-22 | 1959 | 144 | 21.0942 | 8 | 1155.0593 | 0 | 787730.259 | 680608.0917 | 540413.6461 | 0 | 140194.4457 | 21.0283 | 21.1283 | 21.0283 | 21.1283 | 0.25 | 900 | 0.12646 | 756.2312 | 0.023908

## Details_2025-02-04
datetime | Unnamed: 0 | sim_time | Zone Air Temperature,LIVING_UNIT1 | Site Outdoor Air Drybulb Temperature,ENVIRONMENT | Zone Air System Sensible Heating Rate,LIVING_UNIT1 | Zone Air System Sensible Cooling Rate,LIVING_UNIT1 | Electricity:Building | Electricity:HVAC | Heating:Electricity | Cooling:Electricity | Fans:Electricity | Zone Thermostat Heating Setpoint Temperature,LIVING_UNIT1 | Zone Thermostat Cooling Setpoint Temperature,LIVING_UNIT1 | Zone Temperature Control,Heating Setpoint,LIVING_UNIT1 | Zone Temperature Control,Cooling Setpoint,LIVING_UNIT1 | dt_hours | dt_seconds | current_price | P_total_W | step_cost_real
2017-02-04 | 3930.5 | 120.0625 | 20.0752 | -4.125 | 1806.0245 | 0 | 787730.259 | 1402485.842 | 596780.3602 | 0 | 111390.8153 | 20.0194 | 20.1194 | 20.0194 | 20.1194 | 0.125 | 450 | 0.1324 | 786.8569 | 0.012154
2017-02-04 00:15 | 3932.5 | 120.3125 | 20.0731 | -4.375 | 1904.8772 | 0 | 700496.6146 | 1443395.6221 | 1217687.4141 | 0 | 225708.208 | 20.0264 | 20.1264 | 20.0264 | 20.1264 | 0.125 | 450 | 0.13068 | 1603.7729 | 0.026166
2017-02-04 00:30 | 3934 | 120.5 | 20.0776 | -4.5 | 1908.982 | 0 | 613262.9701 | 1470448.8932 | 1241814.1077 | 0 | 228634.7855 | 20.0298 | 20.1298 | 20.0298 | 20.1298 | 0.25 | 900 | 0.12897 | 1633.8321 | 0.052679
2017-02-04 00:45 | 3935 | 120.75 | 20.1109 | -4.75 | 2029.8227 | 0 | 613262.9701 | 1533345.4001 | 1297839.6663 | 0 | 235505.7338 | 20.0365 | 20.1365 | 20.0365 | 20.1365 | 0.25 | 900 | 0.12726 | 1703.7171 | 0.054202
2017-02-04 01:00 | 3936 | 121 | 20.1227 | -5 | 2056.8441 | 0 | 613262.9701 | 1616951.813 | 1372191.503 | 0 | 244760.31 | 20.043 | 20.143 | 20.043 | 20.143 | 0.25 | 900 | 0.12554 | 1796.6131 | 0.056387
2017-02-04 01:15 | 3937 | 121.25 | 20.1333 | -4.75 | 2100.8206 | 0 | 613262.9701 | 1650994.0935 | 1402663.5255 | 0 | 248330.568 | 20.0494 | 20.1494 | 20.0494 | 20.1494 | 0.25 | 900 | 0.12495 | 1834.4379 | 0.057303
2017-02-04 01:30 | 3938 | 121.5 | 20.1395 | -4.5 | 2108.0664 | 0 | 562337.4017 | 1657350.2702 | 1407947.4471 | 0 | 249402.8231 | 20.0558 | 20.1558 | 20.0558 | 20.1558 | 0.25 | 900 | 0.12436 | 1841.5003 | 0.057252
2017-02-04 01:45 | 3939 | 121.75 | 20.1453 | -4.25 | 2121.6607 | 0 | 562337.4017 | 1640173.7255 | 1392362.3644 | 0 | 247811.3611 | 20.0624 | 20.1624 | 20.0624 | 20.1624 | 0.25 | 900 | 0.12377 | 1822.4153 | 0.05639
2017-02-04 02:00 | 3940 | 122 | 20.1511 | -4 | 2129.2836 | 0 | 562337.4017 | 1625883.3783 | 1379295.6633 | 0 | 246587.715 | 20.069 | 20.169 | 20.069 | 20.169 | 0.25 | 900 | 0.12318 | 1806.5371 | 0.055632
2017-02-04 02:15 | 3941 | 122.25 | 20.1566 | -4.5 | 2185.5184 | 0 | 562337.4017 | 1608243.6719 | 1363230.8012 | 0 | 245012.8707 | 20.0758 | 20.1758 | 20.0758 | 20.1758 | 0.25 | 900 | 0.12338 | 1786.9374 | 0.055119
2017-02-04 02:30 | 3942 | 122.5 | 20.1663 | -5 | 2249.1758 | 0 | 545753.3182 | 1660770.9193 | 1409074.0351 | 0 | 251696.8842 | 20.0822 | 20.1822 | 20.0822 | 20.1822 | 0.25 | 900 | 0.12359 | 1845.301 | 0.057013
2017-02-04 02:45 | 3943 | 122.75 | 20.1776 | -5.5 | 2308.5724 | 0 | 545753.3182 | 1720656.1816 | 1461301.097 | 0 | 259355.0846 | 20.0883 | 20.1883 | 20.0883 | 20.1883 | 0.25 | 900 | 0.12379 | 1911.8402 | 0.059165
2017-02-04 03:00 | 3944 | 123 | 20.1874 | -6 | 2365.5509 | 0 | 545753.3182 | 1779909.3522 | 1512839.5428 | 0 | 267069.8094 | 20.0942 | 20.1942 | 20.0942 | 20.1942 | 0.25 | 900 | 0.12399 | 1977.6771 | 0.061303
2017-02-04 03:15 | 3945 | 123.25 | 20.1943 | -5.5 | 2349.3083 | 0 | 545753.3182 | 1838673.1428 | 1563807.0353 | 0 | 274866.1076 | 20.0997 | 20.1997 | 20.0997 | 20.1997 | 0.25 | 900 | 0.1238 | 2042.9702 | 0.063232
2017-02-04 03:30 | 3946 | 123.5 | 20.1977 | -5 | 2329.739 | 0 | 533363.667 | 1806133.205 | 1535986.2869 | 0 | 270146.9181 | 20.1054 | 20.2054 | 20.1054 | 20.2054 | 0.25 | 900 | 0.12362 | 2006.8147 | 0.062021
2017-02-04 03:45 | 3947 | 123.75 | 20.2014 | -4.5 | 2312.9836 | 0 | 533363.667 | 1768242.2171 | 1503328.3035 | 0 | 264913.9137 | 20.1114 | 20.2114 | 20.1114 | 20.2114 | 0.25 | 900 | 0.12344 | 1964.7136 | 0.060629
2017-02-04 04:00 | 3948 | 124 | 20.2052 | -4 | 2292.1086 | 0 | 533363.667 | 1731716.4468 | 1471766.1351 | 0 | 259950.3117 | 20.1177 | 20.2177 | 20.1177 | 20.2177 | 0.25 | 900 | 0.12325 | 1924.1294 | 0.059287
2017-02-04 04:15 | 3949 | 124.25 | 20.209 | -4 | 2305.143 | 0 | 533363.667 | 1693527.2913 | 1438629.3379 | 0 | 254897.9534 | 20.1241 | 20.2241 | 20.1241 | 20.2241 | 0.25 | 900 | 0.12434 | 1881.697 | 0.058495
2017-02-04 04:30 | 3950 | 124.5 | 20.2146 | -4 | 2336.8779 | 0 | 566989.6412 | 1697661.977 | 1442282.5307 | 0 | 255379.4463 | 20.1306 | 20.2306 | 20.1306 | 20.2306 | 0.25 | 900 | 0.12544 | 1886.2911 | 0.059154
2017-02-04 04:45 | 3951 | 124.75 | 20.2214 | -4 | 2365.8492 | 0 | 566989.6412 | 1713016.3955 | 1455855.7354 | 0 | 257160.6601 | 20.137 | 20.237 | 20.137 | 20.237 | 0.25 | 900 | 0.12654 | 1903.3516 | 0.06021
2017-02-04 05:00 | 3952 | 125 | 20.2281 | -4 | 2390.8634 | 0 | 566989.6412 | 1727240.8378 | 1468429.8092 | 0 | 258811.0286 | 20.1434 | 20.2434 | 20.1434 | 20.2434 | 0.25 | 900 | 0.12763 | 1919.1565 | 0.061235
2017-02-04 05:15 | 3953 | 125.25 | 20.2349 | -4 | 2350.246 | 0 | 566989.6412 | 1739178.086 | 1478981.598 | 0 | 260196.4881 | 20.1497 | 20.2497 | 20.1497 | 20.2497 | 0.25 | 900 | 0.13404 | 1932.4201 | 0.064754
2017-02-04 05:30 | 3954 | 125.5 | 20.241 | -4 | 2328.5025 | 0 | 696064.4026 | 1718404.8907 | 1460611.4317 | 0 | 257793.459 | 20.156 | 20.256 | 20.156 | 20.256 | 0.25 | 900 | 0.14044 | 1909.3388 | 0.067039
2017-02-04 05:45 | 3955 | 125.75 | 20.247 | -4 | 2309.2376 | 0 | 696064.4026 | 1706619.6551 | 1450188.0741 | 0 | 256431.5809 | 20.1623 | 20.2623 | 20.1623 | 20.2623 | 0.25 | 900 | 0.14685 | 1896.2441 | 0.069617
2017-02-04 06:00 | 3956 | 126 | 20.2519 | -4 | 2301.7983 | 0 | 696064.4026 | 1696160.696 | 1440937.398 | 0 | 255223.298 | 20.1685 | 20.2685 | 20.1685 | 20.2685 | 0.25 | 900 | 0.15326 | 1884.623 | 0.072209
2017-02-04 06:15 | 3957 | 126.25 | 20.2571 | -4.25 | 2301.8103 | 0 | 696064.4026 | 1691669.5755 | 1436963.2115 | 0 | 254706.3641 | 20.1747 | 20.2747 | 20.1747 | 20.2747 | 0.25 | 900 | 0.16027 | 1879.6329 | 0.075311
2017-02-04 06:30 | 3958 | 126.5 | 20.2639 | -4.5 | 2331.3488 | 0 | 832563.7912 | 1712713.9817 | 1456068.2946 | 0 | 256645.6871 | 20.1808 | 20.2808 | 20.1808 | 20.2808 | 0.25 | 900 | 0.16728 | 1903.0155 | 0.079582
2017-02-04 06:45 | 3959 | 126.75 | 20.272 | -4.75 | 2382.0984 | 0 | 832563.7912 | 1750952.0498 | 1490351.1616 | 0 | 260600.8882 | 20.1866 | 20.2866 | 20.1866 | 20.2866 | 0.25 | 900 | 0.17428 | 1945.5023 | 0.084767
2017-02-04 07:00 | 3960 | 127 | 20.2791 | -5 | 2447.947 | 0 | 832563.7912 | 1800851.4782 | 1534929.6931 | 0 | 265921.7851 | 20.1923 | 20.2923 | 20.1923 | 20.2923 | 0.25 | 900 | 0.18129 | 2000.9461 | 0.090688
2017-02-04 07:15 | 3961 | 127.25 | 20.2886 | -5 | 2463.7383 | 0 | 832563.7912 | 1858623.9891 | 1586457.0246 | 0 | 272166.9644 | 20.1978 | 20.2978 | 20.1978 | 20.2978 | 0.25 | 900 | 0.18896 | 2065.1378 | 0.09756
2017-02-04 07:30 | 3962 | 127.5 | 20.2952 | -5 | 2437.6417 | 0 | 917156.0991 | 1869661.3352 | 1596223.6765 | 0 | 273437.6588 | 20.2033 | 20.3033 | 20.2033 | 20.3033 | 0.25 | 900 | 0.19664 | 2077.4015 | 0.10213
2017-02-04 07:45 | 3963 | 127.75 | 20.3011 | -5 | 2439.7595 | 0 | 917156.0991 | 1856688.8994 | 1584733.8224 | 0 | 271955.077 | 20.2088 | 20.3088 | 20.2088 | 20.3088 | 0.25 | 900 | 0.20431 | 2062.9877 | 0.10537
2017-02-04 08:00 | 3964 | 128 | 20.3073 | -5 | 2450.5409 | 0 | 917156.0991 | 1858925.5219 | 1586708.9482 | 0 | 272216.5738 | 20.2142 | 20.3142 | 20.2142 | 20.3142 | 0.25 | 900 | 0.21199 | 2065.4728 | 0.10946
2017-02-04 08:15 | 3965 | 128.25 | 20.3158 | -4.75 | 2584.3494 | 0 | 917156.0991 | 1865719.4891 | 1592718.7586 | 0 | 273000.7304 | 20.2196 | 20.3196 | 20.2196 | 20.3196 | 0.25 | 900 | 0.19982 | 2073.0217 | 0.10356
2017-02-04 08:30 | 3966.5 | 128.5625 | 20.2996 | -4.375 | 2235.2652 | 0 | 802160.3193 | 1840788.0355 | 1570041.3508 | 0 | 270746.6847 | 20.2279 | 20.3279 | 20.2279 | 20.3279 | 0.125 | 450 | 0.18765 | 2045.32 | 0.048102
2017-02-04 08:45 | 3968.5 | 128.8125 | 20.2838 | -4.125 | 2132.8731 | 0 | 802160.3193 | 1706812.8238 | 1451054.1966 | 0 | 255758.6272 | 20.2336 | 20.3336 | 20.2336 | 20.3336 | 0.125 | 450 | 0.17548 | 1896.4587 | 0.041698
2017-02-04 09:00 | 3970.5 | 129.0625 | 20.2871 | -4 | 2053.767 | 0 | 802160.3193 | 1600986.8882 | 1356994.8054 | 0 | 243992.0828 | 20.2393 | 20.3393 | 20.2393 | 20.3393 | 0.125 | 450 | 0.16331 | 1778.8743 | 0.036381
2017-02-04 09:15 | 3972.5 | 129.3125 | 20.2919 | -4 | 2021.955 | 0 | 778840.1775 | 1556376.8283 | 1317312.2434 | 0 | 239064.585 | 20.2451 | 20.3451 | 20.2451 | 20.3451 | 0.125 | 450 | 0.15662 | 1729.3076 | 0.033854
2017-02-04 09:30 | 3975 | 129.5833 | 20.289 | -4 | 1944.5979 | 0 | 755520.0357 | 1535609.2525 | 1298945.985 | 0 | 236663.2675 | 20.2519 | 20.3519 | 20.2519 | 20.3519 | 0.083333 | 300 | 0.14992 | 1706.2325 | 0.021317
2017-02-04 09:45 | 3978 | 129.8333 | 20.2894 | -4 | 1886.9779 | 0 | 755520.0357 | 1499628.6071 | 1267130.5464 | 0 | 232498.0608 | 20.2576 | 20.3576 | 20.2576 | 20.3576 | 0.083333 | 300 | 0.14322 | 1666.254 | 0.019887
2017-02-04 10:00 | 3981 | 130.0833 | 20.2939 | -4 | 1822.9764 | 0 | 755520.0357 | 1467419.276 | 1238649.6051 | 0 | 228769.6708 | 20.2633 | 20.3633 | 20.2633 | 20.3633 | 0.083333 | 300 | 0.13653 | 1630.4659 | 0.018551
2017-02-04 10:15 | 3983.5 | 130.3125 | 20.303 | -4 | 1784.0268 | 0 | 763445.4679 | 1438223.6572 | 1212834.7227 | 0 | 225388.9345 | 20.268 | 20.368 | 20.268 | 20.368 | 0.125 | 450 | 0.13439 | 1598.0263 | 0.026868
2017-02-04 10:30 | 3985.5 | 130.5625 | 20.3129 | -4 | 1705.4362 | 0 | 771370.9002 | 1403450.9106 | 1182089.2092 | 0 | 221361.7014 | 20.2737 | 20.3737 | 20.2737 | 20.3737 | 0.125 | 450 | 0.13224 | 1559.3899 | 0.025795
2017-02-04 10:45 | 3987.5 | 130.8125 | 20.3172 | -4 | 1652.8932 | 0 | 771370.9002 | 1370712.5743 | 1153142.4949 | 0 | 217570.0794 | 20.2793 | 20.3793 | 20.2793 | 20.3793 | 0.125 | 450 | 0.13009 | 1523.014 | 0.024788
2017-02-04 11:00 | 3989.5 | 131.0625 | 20.3221 | -4 | 1619.9334 | 0 | 771370.9002 | 1336823.2769 | 1123178.3673 | 0 | 213644.9096 | 20.2849 | 20.3849 | 20.2849 | 20.3849 | 0.125 | 450 | 0.12795 | 1485.3592 | 0.023776
2017-02-04 11:15 | 3991.5 | 131.3125 | 20.3277 | -4 | 1608.538 | 0 | 778056.2848 | 1324075.2188 | 1112497.0021 | 0 | 211578.2167 | 20.2905 | 20.3905 | 20.2905 | 20.3905 | 0.125 | 450 | 0.12682 | 1471.1947 | 0.023318
2017-02-04 11:30 | 3993.5 | 131.5625 | 20.3336 | -4 | 1602.7584 | 0 | 784741.6695 | 1333150.9864 | 1121699.5019 | 0 | 211451.4845 | 20.296 | 20.396 | 20.296 | 20.396 | 0.125 | 450 | 0.12569 | 1481.2789 | 0.023266
2017-02-04 11:45 | 3995 | 131.75 | 20.3365 | -4 | 1588.4633 | 0 | 784741.6695 | 1338542.5716 | 1127054.3639 | 0 | 211488.2077 | 20.2987 | 20.3987 | 20.2987 | 20.3987 | 0.25 | 900 | 0.12456 | 1487.2695 | 0.046314
2017-02-04 12:00 | 3996 | 132 | 20.3586 | -4 | 1629.6544 | 0 | 784741.6695 | 1352336.9686 | 1140431.7581 | 0 | 211905.2105 | 20.3042 | 20.4042 | 20.3042 | 20.4042 | 0.25 | 900 | 0.12343 | 1502.5966 | 0.046366
2017-02-04 12:15 | 3997.5 | 132.3125 | 20.3641 | -3.625 | 1458.0625 | 0 | 779625.9931 | 1353468.4304 | 1142421.0091 | 0 | 211047.4213 | 20.3124 | 20.4124 | 20.3124 | 20.4124 | 0.125 | 450 | 0.12089 | 1503.8538 | 0.02276
2017-02-04 12:30 | 3999.5 | 132.5625 | 20.3513 | -3.375 | 1412.9765 | 0 | 774510.3167 | 1278072.5491 | 1075166.6706 | 0 | 202905.8785 | 20.3181 | 20.4181 | 20.3181 | 20.4181 | 0.125 | 450 | 0.11835 | 1420.0806 | 0.021056
2017-02-04 12:45 | 4001.5 | 132.8125 | 20.3544 | -3.125 | 1305.2342 | 0 | 774510.3167 | 1201873.4872 | 1007209.0729 | 0 | 194664.4143 | 20.3238 | 20.4238 | 20.3238 | 20.4238 | 0.125 | 450 | 0.11581 | 1335.415 | 0.019366
2017-02-04 13:00 | 4003.5 | 133.0625 | 20.3587 | -3 | 1236.6527 | 0 | 774510.3167 | 1138491.5285 | 950645.607 | 0 | 187845.9215 | 20.3296 | 20.4296 | 20.3296 | 20.4296 | 0.125 | 450 | 0.11327 | 1264.9906 | 0.017943
2017-02-04 13:15 | 4005 | 133.25 | 20.3611 | -3 | 1199.6923 | 0 | 774510.3167 | 1107460.8809 | 922953.319 | 0 | 184507.5619 | 20.3325 | 20.4325 | 20.3325 | 20.4325 | 0.25 | 900 | 0.11497 | 1230.5121 | 0.03537
2017-02-04 13:30 | 4007 | 133.5833 | 20.3727 | -3 | 1225.5881 | 0 | 761050.4743 | 1125789.6119 | 940815.2728 | 0 | 184974.3391 | 20.3423 | 20.4423 | 20.3423 | 20.4423 | 0.083333 | 300 | 0.11668 | 1250.8773 | 0.012163
2017-02-04 13:45 | 4010.5 | 133.8438 | 20.3663 | -3 | 1167.7562 | 0 | 761050.4743 | 1116127.9875 | 933193.0908 | 0 | 182934.8967 | 20.3486 | 20.4486 | 20.3486 | 20.4486 | 0.0625 | 225 | 0.11839 | 1240.1422 | 0.009181
2017-02-04 14:00 | 4014.5 | 134.0938 | 20.3694 | -2.4375 | 1095.4432 | 0 | 761050.4743 | 1101909.029 | 921415.0666 | 0 | 180493.9624 | 20.3543 | 20.4543 | 20.3543 | 20.4543 | 0.0625 | 225 | 0.12009 | 1224.3434 | 0.0091904
2017-02-04 14:15 | 4018 | 134.3333 | 20.3762 | -1.75 | 1019.2733 | 0 | 764093.4109 | 1062915.6834 | 888046.9651 | 0 | 174868.7183 | 20.3598 | 20.4598 | 20.3598 | 20.4598 | 0.083333 | 300 | 0.12069 | 1181.0174 | 0.011878
2017-02-04 14:30 | 4021 | 134.5833 | 20.381 | -1 | 896.8689 | 0 | 765614.8792 | 1008853.8181 | 841441.586 | 0 | 167412.2321 | 20.3662 | 20.4662 | 20.3662 | 20.4662 | 0.083333 | 300 | 0.12128 | 1120.9487 | 0.011329
2017-02-04 14:45 | 4024 | 134.8333 | 20.3858 | -0.25 | 805.541 | 0 | 765614.8792 | 925075.0203 | 767879.0477 | 0 | 157195.9726 | 20.373 | 20.473 | 20.373 | 20.473 | 0.083333 | 300 | 0.12187 | 1027.8611 | 0.010439
2017-02-04 15:00 | 4026.5 | 135.0625 | 20.3935 | 0.0125 | 785.3048 | 0 | 765614.8792 | 872021.0041 | 721399.1049 | 0 | 150621.8992 | 20.379 | 20.479 | 20.379 | 20.479 | 0.125 | 450 | 0.12247 | 968.9122 | 0.014856
2017-02-04 15:15 | 4028.5 | 135.3125 | 20.4034 | 0.0375 | 798.983 | 0 | 799320.9803 | 845200.5324 | 697951.4225 | 0 | 147249.11 | 20.3862 | 20.4862 | 20.3862 | 20.4862 | 0.125 | 450 | 0.12217 | 939.1117 | 0.014349
2017-02-04 15:30 | 4030 | 135.5 | 20.4075 | 0.05 | 812.8419 | 0 | 833027.0814 | 838391.235 | 691838.455 | 0 | 146552.78 | 20.3899 | 20.4899 | 20.3899 | 20.4899 | 0.25 | 900 | 0.12187 | 931.5458 | 0.028383
2017-02-04 15:45 | 4031 | 135.75 | 20.4279 | 0.075 | 911.1066 | 0 | 833027.0814 | 878777.8722 | 728243.1343 | 0 | 150534.7379 | 20.3971 | 20.4971 | 20.3971 | 20.4971 | 0.25 | 900 | 0.12158 | 976.4199 | 0.029678
2017-02-04 16:00 | 4032.5 | 136.0625 | 20.4361 | 0.0875 | 968.8177 | 0 | 833027.0814 | 945012.07 | 787952.1974 | 0 | 157059.8727 | 20.4079 | 20.5079 | 20.4079 | 20.5079 | 0.125 | 450 | 0.12128 | 1050.0134 | 0.015898
2017-02-04 16:15 | 4034 | 136.25 | 20.4331 | 0.075 | 997.1967 | 0 | 833027.0814 | 962625.4563 | 803835.8868 | 0 | 158789.5695 | 20.4115 | 20.5115 | 20.4115 | 20.5115 | 0.25 | 900 | 0.12612 | 1069.5838 | 0.033725
2017-02-04 16:30 | 4035 | 136.5 | 20.4602 | 0.05 | 1099.4548 | 0 | 1054199.8844 | 970296.6738 | 810703.3402 | 0 | 159593.3336 | 20.4186 | 20.5186 | 20.4186 | 20.5186 | 0.25 | 900 | 0.13096 | 1078.1074 | 0.035299
2017-02-04 16:45 | 4036 | 136.75 | 20.4694 | 0.025 | 1125.7536 | 0 | 1054199.8844 | 1042964.5809 | 876103.487 | 0 | 166861.0939 | 20.4257 | 20.5257 | 20.4257 | 20.5257 | 0.25 | 900 | 0.13581 | 1158.8495 | 0.039345
2017-02-04 17:00 | 4037.5 | 137.0625 | 20.4724 | -0.25 | 1226.7701 | 0 | 1054199.8844 | 1088473.9862 | 917011.0548 | 0 | 171462.9314 | 20.4362 | 20.5362 | 20.4362 | 20.5362 | 0.125 | 450 | 0.14065 | 1209.4155 | 0.021223
2017-02-04 17:15 | 4039.5 | 137.3125 | 20.4718 | -0.75 | 1335.3705 | 0 | 1192191.7455 | 1125025.3928 | 949267.0026 | 0 | 175758.3902 | 20.443 | 20.543 | 20.443 | 20.543 | 0.125 | 450 | 0.14924 | 1250.0282 | 0.023311
2017-02-04 17:30 | 4041.5 | 137.5625 | 20.481 | -1.25 | 1440.2832 | 0 | 1330183.6065 | 1173062.0308 | 991129.5389 | 0 | 181932.4919 | 20.4495 | 20.5495 | 20.4495 | 20.5495 | 0.125 | 450 | 0.15782 | 1303.4023 | 0.025652
2017-02-04 17:45 | 4043.5 | 137.8125 | 20.4896 | -1.75 | 1532.4925 | 0 | 1330183.6065 | 1248153.124 | 1057134.6376 | 0 | 191018.4864 | 20.4556 | 20.5556 | 20.4556 | 20.5556 | 0.125 | 450 | 0.16641 | 1386.8368 | 0.028798
2017-02-04 18:00 | 4045 | 138 | 20.4937 | -2 | 1557.1656 | 0 | 1330183.6065 | 1280873.8025 | 1085748.4728 | 0 | 195125.3297 | 20.4586 | 20.5586 | 20.4586 | 20.5586 | 0.25 | 900 | 0.175 | 1423.1931 | 0.062265
2017-02-04 18:15 | 4046 | 138.25 | 20.5201 | -2 | 1529.9034 | 0 | 1330183.6065 | 1332740.6372 | 1130626.4742 | 0 | 202114.163 | 20.4644 | 20.5644 | 20.4644 | 20.5644 | 0.25 | 900 | 0.17438 | 1480.8229 | 0.064556
2017-02-04 18:30 | 4047 | 138.5 | 20.527 | -2 | 1519.0073 | 0 | 1419081.7863 | 1310548.3269 | 1110772.6207 | 0 | 199775.7062 | 20.47 | 20.57 | 20.47 | 20.57 | 0.25 | 900 | 0.17376 | 1456.1648 | 0.063256
2017-02-04 18:45 | 4048 | 138.75 | 20.5335 | -2 | 1552.8251 | 0 | 1419081.7863 | 1302409.3154 | 1103489.5517 | 0 | 198919.7637 | 20.4757 | 20.5757 | 20.4757 | 20.5757 | 0.25 | 900 | 0.17314 | 1447.1215 | 0.062639
2017-02-04 19:00 | 4049 | 139 | 20.5392 | -2 | 1562.222 | 0 | 1419081.7863 | 1321602.7079 | 1120655.2742 | 0 | 200947.4337 | 20.4813 | 20.5813 | 20.4813 | 20.5813 | 0.25 | 900 | 0.17252 | 1468.4475 | 0.063334
2017-02-04 19:15 | 4050 | 139.25 | 20.544 | -2 | 1568.7868 | 0 | 1419081.7863 | 1326659.1576 | 1125175.4832 | 0 | 201483.6744 | 20.4869 | 20.5869 | 20.4869 | 20.5869 | 0.25 | 900 | 0.16721 | 1474.0657 | 0.061621
2017-02-04 19:30 | 4051 | 139.5 | 20.5497 | -2 | 1585.4871 | 0 | 1392175.501 | 1315480.226 | 1114083.0484 | 0 | 201397.1776 | 20.4924 | 20.5924 | 20.4924 | 20.5924 | 0.25 | 900 | 0.1619 | 1461.6447 | 0.059162
2017-02-04 19:45 | 4052 | 139.75 | 20.5552 | -2 | 1599.3198 | 0 | 1392175.501 | 1310031.7031 | 1108099.2198 | 0 | 201932.4833 | 20.4979 | 20.5979 | 20.4979 | 20.5979 | 0.25 | 900 | 0.1566 | 1455.5908 | 0.056985
2017-02-04 20:00 | 4053 | 140 | 20.5608 | -2 | 1613.3491 | 0 | 1392175.501 | 1302693.4861 | 1100413.237 | 0 | 202280.2491 | 20.5034 | 20.6034 | 20.5034 | 20.6034 | 0.25 | 900 | 0.15129 | 1447.4372 | 0.054746
2017-02-04 20:15 | 4054 | 140.25 | 20.5652 | -2.25 | 1631.4234 | 0 | 1392175.501 | 1295265.542 | 1092632.996 | 0 | 202632.546 | 20.5089 | 20.6089 | 20.5089 | 20.6089 | 0.25 | 900 | 0.14666 | 1439.1839 | 0.052767
2017-02-04 20:30 | 4055 | 140.5 | 20.5718 | -2.5 | 1657.0331 | 0 | 1377595.0107 | 1321062.1963 | 1115992.3301 | 0 | 205069.8663 | 20.5141 | 20.6141 | 20.5141 | 20.6141 | 0.25 | 900 | 0.14203 | 1467.8469 | 0.052118
2017-02-04 20:45 | 4056 | 140.75 | 20.5782 | -2.75 | 1675.685 | 0 | 1377595.0107 | 1352176.9227 | 1144072.7646 | 0 | 208104.1581 | 20.5193 | 20.6193 | 20.5193 | 20.6193 | 0.25 | 900 | 0.13739 | 1502.4188 | 0.051605
2017-02-04 21:00 | 4057 | 141 | 20.5825 | -3 | 1704.542 | 0 | 1377595.0107 | 1379579.1856 | 1168830.6744 | 0 | 210748.5113 | 20.5242 | 20.6242 | 20.5242 | 20.6242 | 0.25 | 900 | 0.13276 | 1532.8658 | 0.050876
2017-02-04 21:15 | 4058 | 141.25 | 20.5886 | -3.25 | 1751.425 | 0 | 1377595.0107 | 1412464.1642 | 1198458.7602 | 0 | 214005.404 | 20.529 | 20.629 | 20.529 | 20.629 | 0.25 | 900 | 0.13518 | 1569.4046 | 0.053037
2017-02-04 21:30 | 4059 | 141.5 | 20.5955 | -3.5 | 1802.2102 | 0 | 1264143.4163 | 1440784.4824 | 1222810.9014 | 0 | 217973.581 | 20.5336 | 20.6336 | 20.5336 | 20.6336 | 0.25 | 900 | 0.13759 | 1600.8716 | 0.055068
2017-02-04 21:45 | 4060 | 141.75 | 20.6011 | -3.75 | 1850.9901 | 0 | 1264143.4163 | 1472851.9142 | 1250450.8204 | 0 | 222401.0938 | 20.5381 | 20.6381 | 20.5381 | 20.6381 | 0.25 | 900 | 0.14001 | 1636.5021 | 0.057283
2017-02-04 22:00 | 4061 | 142 | 20.6081 | -4 | 1901.2297 | 0 | 1264143.4163 | 1504310.4959 | 1277496.3717 | 0 | 226814.1243 | 20.5424 | 20.6424 | 20.5424 | 20.6424 | 0.25 | 900 | 0.14243 | 1671.4561 | 0.059516
2017-02-04 22:15 | 4062 | 142.25 | 20.6188 | -4 | 1986.7589 | 0 | 1264143.4163 | 1536904.9026 | 1305498.4931 | 0 | 231406.4095 | 20.5465 | 20.6465 | 20.5465 | 20.6465 | 0.25 | 900 | 0.14157 | 1707.6721 | 0.060439
2017-02-04 22:30 | 4063 | 142.5 | 20.6247 | -4 | 2018.508 | 0 | 1009469.0009 | 1570552.5447 | 1334037.6122 | 0 | 236514.9325 | 20.5506 | 20.6506 | 20.5506 | 20.6506 | 0.25 | 900 | 0.14071 | 1745.0584 | 0.061387
2017-02-04 22:45 | 4064 | 142.75 | 20.6296 | -4 | 2047.8563 | 0 | 1009469.0009 | 1571323.9778 | 1333336.1059 | 0 | 237987.8719 | 20.5547 | 20.6547 | 20.5547 | 20.6547 | 0.25 | 900 | 0.13985 | 1745.9155 | 0.061042
2017-02-04 23:00 | 4065 | 143 | 20.6333 | -4 | 2072.8385 | 0 | 1009469.0009 | 1569874.4471 | 1330633.4642 | 0 | 239240.983 | 20.5587 | 20.6587 | 20.5587 | 20.6587 | 0.25 | 900 | 0.13899 | 1744.3049 | 0.06061
2017-02-04 23:15 | 4066 | 143.25 | 20.639 | -4 | 2149.9424 | 0 | 1009469.0009 | 1565363.3971 | 1325192.7112 | 0 | 240170.6858 | 20.5627 | 20.6627 | 20.5627 | 20.6627 | 0.25 | 900 | 0.13705 | 1739.2927 | 0.059591
2017-02-04 23:30 | 4067 | 143.5 | 20.6438 | -4 | 2186.6878 | 0 | 787730.259 | 1604665.8226 | 1359938.8306 | 0 | 244726.992 | 20.5668 | 20.6668 | 20.5668 | 20.6668 | 0.25 | 900 | 0.13511 | 1782.962 | 0.060222
2017-02-04 23:45 | 4068 | 143.75 | 20.6484 | -4 | 2219.1983 | 0 | 787730.259 | 1623020.2016 | 1376165.3977 | 0 | 246854.8039 | 20.5707 | 20.6707 | 20.5707 | 20.6707 | 0.25 | 900 | 0.13316 | 1803.3558 | 0.060035
2017-02-05 | 4069 | 144 | 20.6527 | -4 | 2247.6893 | 0 | 787730.259 | 1639274.1338 | 1390535.0215 | 0 | 248739.1123 | 20.5747 | 20.6747 | 20.5747 | 20.6747 | 0.25 | 900 | 0.13316 | 1821.4157 | 0.060636

## Details_2025-03-01
datetime | Unnamed: 0 | sim_time | Zone Air Temperature,LIVING_UNIT1 | Site Outdoor Air Drybulb Temperature,ENVIRONMENT | Zone Air System Sensible Heating Rate,LIVING_UNIT1 | Zone Air System Sensible Cooling Rate,LIVING_UNIT1 | Electricity:Building | Electricity:HVAC | Heating:Electricity | Cooling:Electricity | Fans:Electricity | Zone Thermostat Heating Setpoint Temperature,LIVING_UNIT1 | Zone Thermostat Cooling Setpoint Temperature,LIVING_UNIT1 | Zone Temperature Control,Heating Setpoint,LIVING_UNIT1 | Zone Temperature Control,Cooling Setpoint,LIVING_UNIT1 | dt_hours | dt_seconds | current_price | P_total_W | step_cost_real
2017-03-01 | 5803 | 120 | 20.4722 | 6.9 | 0 | 63.5007 | 787730.259 | 270000 | 0 | 0 | 0 | 20.401 | 20.501 | 20.401 | 20.501 | 0.25 | 900 | 0.12556 | 0 | 0
2017-03-01 00:15 | 5804 | 120.25 | 20.4159 | 6.975 | 59.0976 | 0 | 787730.259 | 270000 | 180000 | 0 | 90000 | 20.412 | 20.512 | 20.412 | 20.512 | 0.25 | 900 | 0.1239 | 300 | 0.0092927
2017-03-01 00:30 | 5805 | 120.5 | 20.432 | 7.05 | 145.435 | 0 | 613262.9701 | 308368.1606 | 213607.4121 | 0 | 94760.7485 | 20.423 | 20.523 | 20.423 | 20.523 | 0.25 | 900 | 0.12225 | 342.6313 | 0.010471
2017-03-01 00:45 | 5806.5 | 120.8125 | 20.4439 | 7.1625 | 151.1978 | 0 | 613262.9701 | 333000.2894 | 235194.3243 | 0 | 97805.9651 | 20.4394 | 20.5394 | 20.4394 | 20.5394 | 0.125 | 450 | 0.12059 | 370.0003 | 0.0055801
2017-03-01 01:00 | 5808.5 | 121.0625 | 20.4536 | 7.2 | 196.6041 | 0 | 613262.9701 | 334934.7121 | 236897.2787 | 0 | 98037.4334 | 20.4503 | 20.5503 | 20.4503 | 20.5503 | 0.125 | 450 | 0.11893 | 372.1497 | 0.0055274
2017-03-01 01:15 | 5810.5 | 121.3125 | 20.465 | 7.2 | 249.9213 | 0 | 587800.1859 | 348642.46 | 248912.6973 | 0 | 99729.7627 | 20.4612 | 20.5612 | 20.4612 | 20.5612 | 0.125 | 450 | 0.11828 | 387.3805 | 0.0057175
2017-03-01 01:30 | 5812.5 | 121.5625 | 20.4762 | 7.2 | 308.1311 | 0 | 562337.4017 | 366471.7418 | 264536.1137 | 0 | 101935.6281 | 20.472 | 20.572 | 20.472 | 20.572 | 0.125 | 450 | 0.11764 | 407.1908 | 0.005978
2017-03-01 01:45 | 5814 | 121.75 | 20.4818 | 7.2 | 313.3591 | 0 | 562337.4017 | 375176.7811 | 272164.1525 | 0 | 103012.6286 | 20.4774 | 20.5774 | 20.4774 | 20.5774 | 0.25 | 900 | 0.11699 | 416.8631 | 0.012192
2017-03-01 02:00 | 5815 | 122 | 20.4886 | 7.2 | 398.4581 | 0 | 562337.4017 | 393306.6402 | 288050.9583 | 0 | 105255.6819 | 20.4882 | 20.5882 | 20.4882 | 20.5882 | 0.25 | 900 | 0.11634 | 437.0074 | 0.01271
2017-03-01 02:15 | 5816 | 122.25 | 20.5057 | 7.175 | 472.153 | 0 | 562337.4017 | 411459.9323 | 303958.298 | 0 | 107501.6343 | 20.4988 | 20.5988 | 20.4988 | 20.5988 | 0.25 | 900 | 0.11437 | 457.1777 | 0.013072
2017-03-01 02:30 | 5817 | 122.5 | 20.5171 | 7.15 | 509.7861 | 0 | 545753.3182 | 433881.8637 | 323599.6122 | 0 | 110282.2515 | 20.5094 | 20.6094 | 20.5094 | 20.6094 | 0.25 | 900 | 0.11239 | 482.091 | 0.013546
2017-03-01 02:45 | 5818 | 122.75 | 20.5284 | 7.125 | 563.5423 | 0 | 545753.3182 | 445168.9546 | 333482.8042 | 0 | 111686.1504 | 20.52 | 20.62 | 20.52 | 20.62 | 0.25 | 900 | 0.11042 | 494.6322 | 0.013655
2017-03-01 03:00 | 5819 | 123 | 20.5396 | 7.1 | 605.5848 | 0 | 545753.3182 | 461380.0832 | 347679.3341 | 0 | 113700.7491 | 20.5304 | 20.6304 | 20.5304 | 20.6304 | 0.25 | 900 | 0.10845 | 512.6445 | 0.013899
2017-03-01 03:15 | 5820 | 123.25 | 20.5527 | 7.075 | 646.2279 | 0 | 545753.3182 | 474075.326 | 358794.2366 | 0 | 115281.0895 | 20.5408 | 20.6408 | 20.5408 | 20.6408 | 0.25 | 900 | 0.10811 | 526.7504 | 0.014236
2017-03-01 03:30 | 5821 | 123.5 | 20.5636 | 7.05 | 674.5167 | 0 | 533363.667 | 486393.6372 | 369577.9041 | 0 | 116815.7331 | 20.5511 | 20.6511 | 20.5511 | 20.6511 | 0.25 | 900 | 0.10776 | 540.4374 | 0.01456
2017-03-01 03:45 | 5822 | 123.75 | 20.5743 | 7.025 | 705.5814 | 0 | 533363.667 | 494946.259 | 377061.6982 | 0 | 117884.5609 | 20.5613 | 20.6613 | 20.5613 | 20.6613 | 0.25 | 900 | 0.10742 | 549.9403 | 0.014769
2017-03-01 04:00 | 5823 | 124 | 20.5848 | 7 | 731.1393 | 0 | 533363.667 | 504367.3227 | 385305.5643 | 0 | 119061.7584 | 20.5715 | 20.6715 | 20.5715 | 20.6715 | 0.25 | 900 | 0.10708 | 560.4081 | 0.015002
2017-03-01 04:15 | 5824 | 124.25 | 20.595 | 7 | 744.0594 | 0 | 533363.667 | 512150.6105 | 392114.0543 | 0 | 120036.5562 | 20.5816 | 20.6816 | 20.5816 | 20.6816 | 0.25 | 900 | 0.10788 | 569.0562 | 0.015347
2017-03-01 04:30 | 5825 | 124.5 | 20.6056 | 7 | 762.8485 | 0 | 566989.6412 | 516015.9948 | 395499.9732 | 0 | 120516.0216 | 20.5917 | 20.6917 | 20.5917 | 20.6917 | 0.25 | 900 | 0.10867 | 573.3511 | 0.015577
2017-03-01 04:45 | 5826 | 124.75 | 20.6161 | 7 | 779.044 | 0 | 566989.6412 | 521640.5539 | 400426.8575 | 0 | 121213.6964 | 20.6016 | 20.7016 | 20.6016 | 20.7016 | 0.25 | 900 | 0.10947 | 579.6006 | 0.015863
2017-03-01 05:00 | 5827 | 125 | 20.6265 | 7 | 793.8923 | 0 | 566989.6412 | 526486.4023 | 404671.623 | 0 | 121814.7793 | 20.6116 | 20.7116 | 20.6116 | 20.7116 | 0.25 | 900 | 0.11027 | 584.9849 | 0.016127
2017-03-01 05:15 | 5828 | 125.25 | 20.6371 | 6.975 | 772.765 | 0 | 566989.6412 | 530935.9802 | 408569.2717 | 0 | 122366.7086 | 20.6214 | 20.7214 | 20.6214 | 20.7214 | 0.25 | 900 | 0.11171 | 589.9289 | 0.016475
2017-03-01 05:30 | 5829 | 125.5 | 20.6444 | 6.95 | 771.6316 | 0 | 696064.4026 | 524935.5787 | 403302.9921 | 0 | 121632.5866 | 20.6312 | 20.7312 | 20.6312 | 20.7312 | 0.25 | 900 | 0.11314 | 583.2618 | 0.016498
2017-03-01 05:45 | 5830 | 125.75 | 20.6539 | 6.925 | 784.6182 | 0 | 696064.4026 | 524770.1653 | 403147.9379 | 0 | 121622.2274 | 20.641 | 20.741 | 20.641 | 20.741 | 0.25 | 900 | 0.11458 | 583.078 | 0.016703
2017-03-01 06:00 | 5831 | 126 | 20.6639 | 6.9 | 792.369 | 0 | 696064.4026 | 528903.4031 | 406757.8262 | 0 | 122145.5769 | 20.6507 | 20.7507 | 20.6507 | 20.7507 | 0.25 | 900 | 0.11602 | 587.6704 | 0.017045
2017-03-01 06:15 | 5832 | 126.25 | 20.676 | 6.9 | 776.1602 | 0 | 696064.4026 | 531455.5465 | 408982.6636 | 0 | 122472.8829 | 20.6603 | 20.7603 | 20.6603 | 20.7603 | 0.25 | 900 | 0.12021 | 590.5062 | 0.017745
2017-03-01 06:30 | 5833 | 126.5 | 20.6863 | 6.9 | 821.3829 | 0 | 832563.7912 | 526762.3244 | 404872.3415 | 0 | 121889.9829 | 20.6698 | 20.7698 | 20.6698 | 20.7698 | 0.25 | 900 | 0.12439 | 585.2915 | 0.018201
2017-03-01 06:45 | 5834 | 126.75 | 20.696 | 6.9 | 830.7825 | 0 | 832563.7912 | 540161.1372 | 416607.0165 | 0 | 123554.1208 | 20.6793 | 20.7793 | 20.6793 | 20.7793 | 0.25 | 900 | 0.12857 | 600.179 | 0.019292
2017-03-01 07:00 | 5835 | 127 | 20.7055 | 6.9 | 837.0363 | 0 | 832563.7912 | 542950.5489 | 419049.9821 | 0 | 123900.5668 | 20.6887 | 20.7887 | 20.6887 | 20.7887 | 0.25 | 900 | 0.13276 | 603.2784 | 0.020023
2017-03-01 07:15 | 5836 | 127.25 | 20.7108 | 6.9 | 868.925 | 0 | 832563.7912 | 544832.8905 | 420698.5361 | 0 | 124134.3544 | 20.6981 | 20.7981 | 20.6981 | 20.7981 | 0.25 | 900 | 0.13327 | 605.3699 | 0.020169
2017-03-01 07:30 | 5837 | 127.5 | 20.7218 | 6.9 | 887.7686 | 0 | 917156.0991 | 554166.2452 | 428872.6845 | 0 | 125293.5608 | 20.7075 | 20.8075 | 20.7075 | 20.8075 | 0.25 | 900 | 0.13378 | 615.7403 | 0.020593
2017-03-01 07:45 | 5838 | 127.75 | 20.7315 | 6.9 | 793.4197 | 0 | 917156.0991 | 559908.4427 | 433901.6988 | 0 | 126006.744 | 20.7168 | 20.8168 | 20.7168 | 20.8168 | 0.25 | 900 | 0.13428 | 622.1205 | 0.020885
2017-03-01 08:00 | 5839 | 128 | 20.7411 | 6.9 | 717.0249 | 0 | 917156.0991 | 532059.8796 | 409511.9382 | 0 | 122547.9413 | 20.726 | 20.826 | 20.726 | 20.826 | 0.25 | 900 | 0.13479 | 591.1776 | 0.019921
2017-03-01 08:15 | 5840 | 128.25 | 20.7454 | 6.925 | 788.9915 | 0 | 917156.0991 | 509424.706 | 389688.0623 | 0 | 119736.6438 | 20.7352 | 20.8352 | 20.7352 | 20.8352 | 0.25 | 900 | 0.1339 | 566.0275 | 0.018947
2017-03-01 08:30 | 5841 | 128.5 | 20.7536 | 6.95 | 745.1223 | 0 | 802160.3193 | 530531.9562 | 408184.1773 | 0 | 122347.7789 | 20.7443 | 20.8443 | 20.7443 | 20.8443 | 0.25 | 900 | 0.13301 | 589.48 | 0.019601
2017-03-01 08:45 | 5842 | 128.75 | 20.7617 | 6.975 | 688.392 | 0 | 802160.3193 | 517480.6613 | 396763.2116 | 0 | 120717.4497 | 20.7534 | 20.8534 | 20.7534 | 20.8534 | 0.25 | 900 | 0.13211 | 574.9785 | 0.01899
2017-03-01 09:00 | 5843 | 129 | 20.7699 | 7 | 637.6528 | 0 | 802160.3193 | 500503.1748 | 381902.1781 | 0 | 118600.9967 | 20.7625 | 20.8625 | 20.7625 | 20.8625 | 0.25 | 900 | 0.13122 | 556.1146 | 0.018243
2017-03-01 09:15 | 5844 | 129.25 | 20.7891 | 7.2 | 638.692 | 0 | 802160.3193 | 485271.144 | 368568.7384 | 0 | 116702.4056 | 20.7715 | 20.8715 | 20.7715 | 20.8715 | 0.25 | 900 | 0.12744 | 539.1902 | 0.017179
2017-03-01 09:30 | 5845 | 129.5 | 20.7974 | 7.4 | 547.4515 | 0 | 755520.0357 | 484567.9301 | 368021.2649 | 0 | 116546.6651 | 20.7806 | 20.8806 | 20.7806 | 20.8806 | 0.25 | 900 | 0.12366 | 538.4088 | 0.016645
2017-03-01 09:45 | 5846 | 129.75 | 20.8052 | 7.6 | 478.9829 | 0 | 755520.0357 | 455879.4198 | 342941.5135 | 0 | 112937.9063 | 20.7898 | 20.8898 | 20.7898 | 20.8898 | 0.25 | 900 | 0.11988 | 506.5327 | 0.015181
2017-03-01 10:00 | 5847 | 130 | 20.814 | 7.8 | 416.8873 | 0 | 755520.0357 | 434233.4324 | 324019.154 | 0 | 110214.2783 | 20.799 | 20.899 | 20.799 | 20.899 | 0.25 | 900 | 0.1161 | 482.4816 | 0.014004
2017-03-01 10:15 | 5848 | 130.25 | 20.8101 | 7.75 | 356.4497 | 0 | 755520.0357 | 414618.8563 | 306864.9921 | 0 | 107753.8642 | 20.8083 | 20.9083 | 20.8083 | 20.9083 | 0.25 | 900 | 0.11291 | 460.6876 | 0.013003
2017-03-01 10:30 | 5849 | 130.5 | 20.8193 | 7.7 | 344.8634 | 0 | 771370.9002 | 396567.3211 | 291019.4119 | 0 | 105547.9092 | 20.8175 | 20.9175 | 20.8175 | 20.9175 | 0.25 | 900 | 0.10971 | 440.6304 | 0.012085
2017-03-01 10:45 | 5850 | 130.75 | 20.8247 | 7.65 | 308.5583 | 0 | 771370.9002 | 393559.1285 | 288370.8865 | 0 | 105188.242 | 20.8266 | 20.9266 | 20.8266 | 20.9266 | 0.25 | 900 | 0.10651 | 437.2879 | 0.011644
2017-03-01 11:00 | 5851.5 | 131.0625 | 20.8411 | 7.8125 | 313.82 | 0 | 771370.9002 | 383210.8897 | 279281.1076 | 0 | 103929.7821 | 20.8401 | 20.9401 | 20.8401 | 20.9401 | 0.125 | 450 | 0.10332 | 425.7899 | 0.0054988
2017-03-01 11:15 | 5853.5 | 131.3125 | 20.8526 | 8.2375 | 282.7518 | 0 | 778056.2848 | 380120.3875 | 276602.7049 | 0 | 103517.6826 | 20.8492 | 20.9492 | 20.8492 | 20.9492 | 0.125 | 450 | 0.10165 | 422.356 | 0.0053699
2017-03-01 11:30 | 5855.5 | 131.5625 | 20.8618 | 8.6625 | 274.1728 | 0 | 784741.6695 | 373145.3894 | 270553.7612 | 0 | 102591.6282 | 20.8584 | 20.9584 | 20.8584 | 20.9584 | 0.125 | 450 | 0.099985 | 414.606 | 0.0051851
2017-03-01 11:45 | 5857.5 | 131.8125 | 20.8711 | 9.0875 | 277.0469 | 0 | 784741.6695 | 368185.8022 | 266266.8342 | 0 | 101918.9681 | 20.8678 | 20.9678 | 20.8678 | 20.9678 | 0.125 | 450 | 0.098318 | 409.0953 | 0.0050289
2017-03-01 12:00 | 5859 | 132 | 20.8758 | 9.3 | 259.4234 | 0 | 784741.6695 | 366804.5529 | 265086.4816 | 0 | 101718.0713 | 20.8726 | 20.9726 | 20.8726 | 20.9726 | 0.25 | 900 | 0.09665 | 407.5606 | 0.0098477
2017-03-01 12:15 | 5860 | 132.25 | 20.8707 | 9.325 | 320.177 | 0 | 784741.6695 | 366866.7713 | 265206.5495 | 0 | 101660.2218 | 20.8823 | 20.9823 | 20.8823 | 20.9823 | 0.25 | 900 | 0.0945 | 407.6297 | 0.0096303
2017-03-01 12:30 | 5861 | 132.5 | 20.8828 | 9.35 | 408.55 | 0 | 774510.3167 | 378317.1261 | 275282.8739 | 0 | 103034.2521 | 20.892 | 20.992 | 20.892 | 20.992 | 0.25 | 900 | 0.09235 | 420.3524 | 0.0097049
2017-03-01 12:45 | 5862 | 132.75 | 20.895 | 9.375 | 461.8167 | 0 | 774510.3167 | 404058.0366 | 297931.5844 | 0 | 106126.4522 | 20.9016 | 21.0016 | 20.9016 | 21.0016 | 0.25 | 900 | 0.0902 | 448.9534 | 0.010124
2017-03-01 13:00 | 5863 | 133 | 20.9078 | 9.4 | 538.6392 | 0 | 774510.3167 | 419343.0133 | 311383.777 | 0 | 107959.2363 | 20.9112 | 21.0112 | 20.9112 | 21.0112 | 0.25 | 900 | 0.08805 | 465.9367 | 0.010256
2017-03-01 13:15 | 5864 | 133.25 | 20.9084 | 9.3 | 606.4873 | 0 | 774510.3167 | 441352.0582 | 330752.9108 | 0 | 110599.1474 | 20.9207 | 21.0207 | 20.9207 | 21.0207 | 0.25 | 900 | 0.086913 | 490.3912 | 0.010655
2017-03-01 13:30 | 5865 | 133.5 | 20.9191 | 9.2 | 724.7111 | 0 | 761050.4743 | 461155.529 | 348145.4108 | 0 | 113010.1183 | 20.9302 | 21.0302 | 20.9302 | 21.0302 | 0.25 | 900 | 0.085775 | 512.395 | 0.010988
2017-03-01 13:45 | 5866 | 133.75 | 20.9297 | 9.1 | 805.8307 | 0 | 761050.4743 | 495803.6875 | 378587.0256 | 0 | 117216.6619 | 20.9395 | 21.0395 | 20.9395 | 21.0395 | 0.25 | 900 | 0.084638 | 550.893 | 0.011657
2017-03-01 14:00 | 5867 | 134 | 20.9402 | 9 | 904.0367 | 0 | 761050.4743 | 519676.7558 | 399542.982 | 0 | 120133.7738 | 20.9487 | 21.0487 | 20.9487 | 21.0487 | 0.25 | 900 | 0.0835 | 577.4186 | 0.012054
2017-03-01 14:15 | 5868 | 134.25 | 20.9569 | 8.975 | 995.3357 | 0 | 761050.4743 | 548394.5417 | 424750.5577 | 0 | 123643.984 | 20.9578 | 21.0578 | 20.9578 | 21.0578 | 0.25 | 900 | 0.084893 | 609.3273 | 0.012932
2017-03-01 14:30 | 5869 | 134.5 | 20.9672 | 8.95 | 1068.9306 | 0 | 765614.8792 | 574757.6144 | 447915.543 | 0 | 126842.0714 | 20.9669 | 21.0669 | 20.9669 | 21.0669 | 0.25 | 900 | 0.086285 | 638.6196 | 0.013776
2017-03-01 14:45 | 5870 | 134.75 | 20.9771 | 8.925 | 1155.9826 | 0 | 765614.8792 | 595701.4881 | 466314.5727 | 0 | 129386.9153 | 20.9759 | 21.0759 | 20.9759 | 21.0759 | 0.25 | 900 | 0.087677 | 661.8905 | 0.014508
2017-03-01 15:00 | 5871 | 135 | 20.9867 | 8.9 | 1235.383 | 0 | 765614.8792 | 620488.4912 | 488090.1642 | 0 | 132398.3269 | 20.9848 | 21.0848 | 20.9848 | 21.0848 | 0.25 | 900 | 0.08907 | 689.4317 | 0.015352
2017-03-01 15:15 | 5872 | 135.25 | 21.018 | 9 | 1282.6212 | 0 | 765614.8792 | 643065.9871 | 507921.6456 | 0 | 135144.3414 | 20.9937 | 21.0937 | 20.9937 | 21.0937 | 0.25 | 900 | 0.093408 | 714.5178 | 0.016685
2017-03-01 15:30 | 5873 | 135.5 | 21.0277 | 9.1 | 1260.9797 | 0 | 833027.0814 | 655994.3789 | 519346.9532 | 0 | 136647.4257 | 21.0025 | 21.1025 | 21.0025 | 21.1025 | 0.25 | 900 | 0.097745 | 728.8826 | 0.017811
2017-03-01 15:45 | 5874 | 135.75 | 21.0373 | 9.2 | 1298.2645 | 0 | 833027.0814 | 648464.5784 | 512787.2546 | 0 | 135677.3237 | 21.0114 | 21.1114 | 21.0114 | 21.1114 | 0.25 | 900 | 0.10208 | 720.5162 | 0.018388
2017-03-01 16:00 | 5875 | 136 | 21.0467 | 9.3 | 1310.5885 | 0 | 833027.0814 | 657828.1916 | 521082.3263 | 0 | 136745.8654 | 21.0203 | 21.1203 | 21.0203 | 21.1203 | 0.25 | 900 | 0.10642 | 730.9202 | 0.019446
2017-03-01 16:15 | 5876 | 136.25 | 21.065 | 9.275 | 1259.9596 | 0 | 833027.0814 | 660233.4635 | 523259.5769 | 0 | 136973.8866 | 21.0292 | 21.1292 | 21.0292 | 21.1292 | 0.25 | 900 | 0.11196 | 733.5927 | 0.020534
2017-03-01 16:30 | 5877 | 136.5 | 21.0746 | 9.25 | 1218.9179 | 0 | 1054199.8844 | 646565.703 | 511222.1306 | 0 | 135343.5723 | 21.038 | 21.138 | 21.038 | 21.138 | 0.25 | 900 | 0.11751 | 718.4063 | 0.021105
2017-03-01 16:45 | 5878 | 136.75 | 21.0829 | 9.225 | 1129.5743 | 0 | 1054199.8844 | 635186.9255 | 501199.0327 | 0 | 133987.8928 | 21.0467 | 21.1467 | 21.0467 | 21.1467 | 0.25 | 900 | 0.12305 | 705.7633 | 0.021712
2017-03-01 17:00 | 5879 | 137 | 21.0917 | 9.2 | 1087.4832 | 0 | 1054199.8844 | 610491.6388 | 479464.8673 | 0 | 131026.7715 | 21.0554 | 21.1554 | 21.0554 | 21.1554 | 0.25 | 900 | 0.1286 | 678.324 | 0.021808
2017-03-01 17:15 | 5880 | 137.25 | 21.0654 | 9.025 | 957.712 | 0 | 1054199.8844 | 598923.9712 | 469277.9733 | 0 | 129645.9979 | 21.0641 | 21.1641 | 21.0641 | 21.1641 | 0.25 | 900 | 0.13063 | 665.4711 | 0.021732
2017-03-01 17:30 | 5881 | 137.5 | 21.0727 | 8.85 | 1049.0138 | 0 | 1330183.6065 | 562926.1868 | 437537.6907 | 0 | 125388.4961 | 21.0725 | 21.1725 | 21.0725 | 21.1725 | 0.25 | 900 | 0.13265 | 625.4735 | 0.020743
2017-03-01 17:45 | 5882 | 137.75 | 21.081 | 8.675 | 1059.2511 | 0 | 1330183.6065 | 590899.0809 | 462041.882 | 0 | 128857.1988 | 21.0809 | 21.1809 | 21.0809 | 21.1809 | 0.25 | 900 | 0.13468 | 656.5545 | 0.022107
2017-03-01 18:00 | 5883 | 138 | 21.0894 | 8.5 | 1110.0626 | 0 | 1330183.6065 | 595422.9513 | 465927.3108 | 0 | 129495.6404 | 21.0891 | 21.1891 | 21.0891 | 21.1891 | 0.25 | 900 | 0.13671 | 661.5811 | 0.022611
2017-03-01 18:15 | 5884 | 138.25 | 21.0774 | 8.4 | 1049.4012 | 0 | 1330183.6065 | 611470.4649 | 479931.9677 | 0 | 131538.4972 | 21.0971 | 21.1971 | 21.0971 | 21.1971 | 0.25 | 900 | 0.13709 | 679.4116 | 0.023286
2017-03-01 18:30 | 5885 | 138.5 | 21.0846 | 8.3 | 1169.2435 | 0 | 1419081.7863 | 594825.1308 | 465259.6797 | 0 | 129565.4511 | 21.1051 | 21.2051 | 21.1051 | 21.2051 | 0.25 | 900 | 0.13748 | 660.9168 | 0.022716
2017-03-01 18:45 | 5886 | 138.75 | 21.0948 | 8.2 | 1287.2781 | 0 | 1419081.7863 | 630391.784 | 496436.6371 | 0 | 133955.1469 | 21.1129 | 21.2129 | 21.1129 | 21.2129 | 0.25 | 900 | 0.13786 | 700.4353 | 0.024141
2017-03-01 19:00 | 5887 | 139 | 21.1053 | 8.1 | 1388.5441 | 0 | 1419081.7863 | 665020.8773 | 526779.1646 | 0 | 138241.7127 | 21.1207 | 21.2207 | 21.1207 | 21.2207 | 0.25 | 900 | 0.13825 | 738.9121 | 0.025539
2017-03-01 19:15 | 5888 | 139.25 | 21.1255 | 7.975 | 1425.4159 | 0 | 1419081.7863 | 694812.5126 | 552864.7059 | 0 | 141947.8067 | 21.1284 | 21.2284 | 21.1284 | 21.2284 | 0.25 | 900 | 0.13658 | 772.0139 | 0.02636
2017-03-01 19:30 | 5889 | 139.5 | 21.1338 | 7.85 | 1464.7595 | 0 | 1392175.501 | 707037.1959 | 563507.2834 | 0 | 143529.9125 | 21.1359 | 21.2359 | 21.1359 | 21.2359 | 0.25 | 900 | 0.1349 | 785.5969 | 0.026495
2017-03-01 19:45 | 5890 | 139.75 | 21.1414 | 7.725 | 1536.3694 | 0 | 1392175.501 | 719322.1697 | 574197.8538 | 0 | 145124.3159 | 21.1433 | 21.2433 | 21.1433 | 21.2433 | 0.25 | 900 | 0.13323 | 799.2469 | 0.026621
2017-03-01 20:00 | 5891 | 140 | 21.1486 | 7.6 | 1598.5577 | 0 | 1392175.501 | 741010.7195 | 593131.5417 | 0 | 147879.1778 | 21.1507 | 21.2507 | 21.1507 | 21.2507 | 0.25 | 900 | 0.13156 | 823.3452 | 0.02708
2017-03-01 20:15 | 5892 | 140.25 | 21.153 | 7.6 | 1664.3924 | 0 | 1392175.501 | 760060.5477 | 609742.6199 | 0 | 150317.9278 | 21.1579 | 21.2579 | 21.1579 | 21.2579 | 0.25 | 900 | 0.12961 | 844.5117 | 0.027364
2017-03-01 20:30 | 5893 | 140.5 | 21.1601 | 7.6 | 1745.5942 | 0 | 1377595.0107 | 778713.378 | 626099.6113 | 0 | 152613.7667 | 21.165 | 21.265 | 21.165 | 21.265 | 0.25 | 900 | 0.12766 | 865.2371 | 0.027614
2017-03-01 20:45 | 5894 | 140.75 | 21.1675 | 7.6 | 1821.6486 | 0 | 1377595.0107 | 801619.0393 | 646185.9842 | 0 | 155433.0551 | 21.1722 | 21.2722 | 21.1722 | 21.2722 | 0.25 | 900 | 0.12571 | 890.6878 | 0.027992
2017-03-01 21:00 | 5895 | 141 | 21.1747 | 7.6 | 1902.1181 | 0 | 1377595.0107 | 822891.1137 | 664839.8363 | 0 | 158051.2774 | 21.1793 | 21.2793 | 21.1793 | 21.2793 | 0.25 | 900 | 0.12376 | 914.3235 | 0.028289
2017-03-01 21:15 | 5896 | 141.25 | 21.2077 | 7.625 | 1953.9899 | 0 | 1377595.0107 | 845271.0453 | 684465.1877 | 0 | 160805.8576 | 21.1863 | 21.2863 | 21.1863 | 21.2863 | 0.25 | 900 | 0.12309 | 939.1901 | 0.028902
2017-03-01 21:30 | 5897 | 141.5 | 21.2164 | 7.65 | 1919.022 | 0 | 1264143.4163 | 860335.447 | 697698.9986 | 0 | 162636.4483 | 21.1933 | 21.2933 | 21.1933 | 21.2933 | 0.25 | 900 | 0.12243 | 955.9283 | 0.029259
2017-03-01 21:45 | 5898 | 141.75 | 21.2235 | 7.675 | 1943.1611 | 0 | 1264143.4163 | 849535.5525 | 688251.0956 | 0 | 161284.4569 | 21.2003 | 21.3003 | 21.2003 | 21.3003 | 0.25 | 900 | 0.12176 | 943.9284 | 0.028734
2017-03-01 22:00 | 5899 | 142 | 21.2308 | 7.7 | 1982.6887 | 0 | 1264143.4163 | 855832.0757 | 693796.5242 | 0 | 162035.5515 | 21.2073 | 21.3073 | 21.2073 | 21.3073 | 0.25 | 900 | 0.1211 | 950.9245 | 0.028789
2017-03-01 22:15 | 5900 | 142.25 | 21.2437 | 7.875 | 1998.884 | 0 | 1264143.4163 | 866404.7596 | 703092.9781 | 0 | 163311.7815 | 21.2143 | 21.3143 | 21.2143 | 21.3143 | 0.25 | 900 | 0.1208 | 962.672 | 0.029074
2017-03-01 22:30 | 5901 | 142.5 | 21.2508 | 8.05 | 1984.8561 | 0 | 1009469.0009 | 868938.639 | 705482.7987 | 0 | 163455.8403 | 21.2213 | 21.3213 | 21.2213 | 21.3213 | 0.25 | 900 | 0.12051 | 965.4874 | 0.029088
2017-03-01 22:45 | 5902 | 142.75 | 21.2577 | 8.225 | 1979.1751 | 0 | 1009469.0009 | 862537.0715 | 700031.9234 | 0 | 162505.1481 | 21.2283 | 21.3283 | 21.2283 | 21.3283 | 0.25 | 900 | 0.12022 | 958.3745 | 0.028803
2017-03-01 23:00 | 5903 | 143 | 21.2647 | 8.4 | 1963.9402 | 0 | 1009469.0009 | 858618.7404 | 696757.4763 | 0 | 161861.2641 | 21.2355 | 21.3355 | 21.2355 | 21.3355 | 0.25 | 900 | 0.11992 | 954.0208 | 0.028602
2017-03-01 23:15 | 5904 | 143.25 | 21.2597 | 8.55 | 2012.6059 | 0 | 1009469.0009 | 852139.9222 | 691232.1431 | 0 | 160907.7791 | 21.2426 | 21.3426 | 21.2426 | 21.3426 | 0.25 | 900 | 0.12094 | 946.8221 | 0.028627
2017-03-01 23:30 | 5905 | 143.5 | 21.2664 | 8.7 | 2111.6461 | 0 | 787730.259 | 862898.1214 | 700821.7202 | 0 | 162076.4012 | 21.2499 | 21.3499 | 21.2499 | 21.3499 | 0.25 | 900 | 0.12196 | 958.7757 | 0.029233
2017-03-01 23:45 | 5906 | 143.75 | 21.2737 | 8.85 | 2141.9937 | 0 | 787730.259 | 888017.3864 | 723035.0128 | 0 | 164982.3736 | 21.2571 | 21.3571 | 21.2571 | 21.3571 | 0.25 | 900 | 0.12298 | 986.686 | 0.030336
2017-03-02 | 5907 | 144 | 21.2808 | 9 | 2176.897 | 0 | 787730.259 | 894165.5077 | 728586.2222 | 0 | 165579.2855 | 21.2645 | 21.3645 | 21.2645 | 21.3645 | 0.25 | 900 | 0.12298 | 993.5172 | 0.030546

## Details_2025-04-24
datetime | Unnamed: 0 | sim_time | Zone Air Temperature,LIVING_UNIT1 | Site Outdoor Air Drybulb Temperature,ENVIRONMENT | Zone Air System Sensible Heating Rate,LIVING_UNIT1 | Zone Air System Sensible Cooling Rate,LIVING_UNIT1 | Electricity:Building | Electricity:HVAC | Heating:Electricity | Cooling:Electricity | Fans:Electricity | Zone Thermostat Heating Setpoint Temperature,LIVING_UNIT1 | Zone Thermostat Cooling Setpoint Temperature,LIVING_UNIT1 | Zone Temperature Control,Heating Setpoint,LIVING_UNIT1 | Zone Temperature Control,Cooling Setpoint,LIVING_UNIT1 | dt_hours | dt_seconds | current_price | P_total_W | step_cost_real
2017-04-24 | 8736 | 120 | 22.3069 | 10.2 | 0 | 51.4859 | 787730.259 | 99710.3571 | 0 | 0 | 0 | 22.2511 | 22.3511 | 22.2511 | 22.3511 | 0.25 | 900 | 0.09123 | 0 | 0
2017-04-24 00:15 | 8737 | 120.25 | 22.2571 | 10.075 | 77.6017 | 0 | 787730.259 | 99710.3571 | 0 | 0 | 99710.3571 | 22.2536 | 22.3536 | 22.2536 | 22.3536 | 0.25 | 900 | 0.09002 | 110.7893 | 0.0024933
2017-04-24 00:30 | 8738 | 120.5 | 22.2559 | 9.95 | 159.7128 | 0 | 613262.9701 | 142170.1566 | 37907.0959 | 0 | 104263.0606 | 22.2561 | 22.3561 | 22.2561 | 22.3561 | 0.25 | 900 | 0.08881 | 157.9668 | 0.0035073
2017-04-24 00:45 | 8739 | 120.75 | 22.2588 | 9.825 | 194.9022 | 0 | 613262.9701 | 332939.9979 | 235428.3053 | 0 | 97511.6926 | 22.2585 | 22.3585 | 22.2585 | 22.3585 | 0.25 | 900 | 0.0876 | 369.9333 | 0.0081015
2017-04-24 01:00 | 8740 | 121 | 22.2622 | 9.7 | 239.951 | 0 | 613262.9701 | 343688.5332 | 244879.5286 | 0 | 98809.0046 | 22.2608 | 22.3608 | 22.2608 | 22.3608 | 0.25 | 900 | 0.08639 | 381.8761 | 0.0082476
2017-04-24 01:15 | 8741 | 121.25 | 22.2726 | 9.675 | 309.4839 | 0 | 613262.9701 | 357294.6466 | 256841.9024 | 0 | 100452.7442 | 22.263 | 22.363 | 22.263 | 22.363 | 0.25 | 900 | 0.085822 | 396.9941 | 0.0085178
2017-04-24 01:30 | 8742 | 121.5 | 22.2733 | 9.65 | 349.5059 | 0 | 562337.4017 | 377699.7128 | 274799.3953 | 0 | 102900.3175 | 22.2651 | 22.3651 | 22.2651 | 22.3651 | 0.25 | 900 | 0.085255 | 419.6663 | 0.0089447
2017-04-24 01:45 | 8743 | 121.75 | 22.2788 | 9.625 | 412.5673 | 0 | 562337.4017 | 389278.9794 | 284986.9827 | 0 | 104291.9966 | 22.2673 | 22.3673 | 22.2673 | 22.3673 | 0.25 | 900 | 0.084687 | 432.5322 | 0.0091575
2017-04-24 02:00 | 8744 | 122 | 22.2839 | 9.6 | 449.528 | 0 | 562337.4017 | 407678.248 | 301176.215 | 0 | 106502.0331 | 22.2694 | 22.3694 | 22.2694 | 22.3694 | 0.25 | 900 | 0.08412 | 452.9758 | 0.0095261
2017-04-24 02:15 | 8745 | 122.25 | 22.2782 | 9.525 | 489.487 | 0 | 562337.4017 | 418470.0638 | 310668.6645 | 0 | 107801.3993 | 22.2715 | 22.3715 | 22.2715 | 22.3715 | 0.25 | 900 | 0.084127 | 464.9667 | 0.0097791
2017-04-24 02:30 | 8746 | 122.5 | 22.2815 | 9.45 | 557.3313 | 0 | 545753.3182 | 430206.8457 | 320979.2209 | 0 | 109227.6248 | 22.2736 | 22.3736 | 22.2736 | 22.3736 | 0.25 | 900 | 0.084135 | 478.0076 | 0.010054
2017-04-24 02:45 | 8747 | 122.75 | 22.2843 | 9.375 | 595.3273 | 0 | 545753.3182 | 450274.2867 | 338616.8228 | 0 | 111657.4638 | 22.2756 | 22.3756 | 22.2756 | 22.3756 | 0.25 | 900 | 0.084143 | 500.3048 | 0.010524
2017-04-24 03:00 | 8748 | 123 | 22.287 | 9.3 | 641.7636 | 0 | 545753.3182 | 461628.4757 | 348584.2033 | 0 | 113044.2724 | 22.2775 | 22.3775 | 22.2775 | 22.3775 | 0.25 | 900 | 0.08415 | 512.9205 | 0.010791
2017-04-24 03:15 | 8749 | 123.25 | 22.2919 | 9.25 | 682.5893 | 0 | 545753.3182 | 475420.9634 | 360693.6605 | 0 | 114727.3029 | 22.2794 | 22.3794 | 22.2794 | 22.3794 | 0.25 | 900 | 0.083113 | 528.2455 | 0.010976
2017-04-24 03:30 | 8750 | 123.5 | 22.2944 | 9.2 | 711.9537 | 0 | 533363.667 | 487496.9276 | 371298.751 | 0 | 116198.1765 | 22.2812 | 22.3812 | 22.2812 | 22.3812 | 0.25 | 900 | 0.082075 | 541.6633 | 0.011114
2017-04-24 03:45 | 8751 | 123.75 | 22.2969 | 9.15 | 744.1406 | 0 | 533363.667 | 496207.0405 | 378941.7614 | 0 | 117265.279 | 22.2831 | 22.3831 | 22.2831 | 22.3831 | 0.25 | 900 | 0.081037 | 551.3412 | 0.01117
2017-04-24 04:00 | 8752 | 124 | 22.2987 | 9.1 | 770.8235 | 0 | 533363.667 | 505768.9772 | 387332.4659 | 0 | 118436.5113 | 22.2848 | 22.3848 | 22.2848 | 22.3848 | 0.25 | 900 | 0.08 | 561.9655 | 0.011239
2017-04-24 04:15 | 8753 | 124.25 | 22.2997 | 9.075 | 786.1409 | 0 | 533363.667 | 513744.2676 | 394326.4926 | 0 | 119417.775 | 22.2866 | 22.3866 | 22.2866 | 22.3866 | 0.25 | 900 | 0.081467 | 570.827 | 0.011626
2017-04-24 04:30 | 8754 | 124.5 | 22.3012 | 9.05 | 809.7354 | 0 | 566989.6412 | 518317.892 | 398338.2615 | 0 | 119979.6305 | 22.2883 | 22.3883 | 22.2883 | 22.3883 | 0.25 | 900 | 0.082935 | 575.9088 | 0.011941
2017-04-24 04:45 | 8755 | 124.75 | 22.3034 | 9.025 | 832.2628 | 0 | 566989.6412 | 525254.7393 | 404427.4804 | 0 | 120827.2589 | 22.29 | 22.39 | 22.29 | 22.39 | 0.25 | 900 | 0.084403 | 583.6164 | 0.012315
2017-04-24 05:00 | 8756 | 125 | 22.3055 | 9 | 852.9272 | 0 | 566989.6412 | 531877.9052 | 410240.3608 | 0 | 121637.5443 | 22.2916 | 22.3916 | 22.2916 | 22.3916 | 0.25 | 900 | 0.08587 | 590.9755 | 0.012687
2017-04-24 05:15 | 8757 | 125.25 | 22.3154 | 8.975 | 834.1859 | 0 | 566989.6412 | 537950.4784 | 415568.6596 | 0 | 122381.8188 | 22.2933 | 22.3933 | 22.2933 | 22.3933 | 0.25 | 900 | 0.090295 | 597.7228 | 0.013493
2017-04-24 05:30 | 8758 | 125.5 | 22.3116 | 8.95 | 809.3664 | 0 | 696064.4026 | 532950.6415 | 411162.6045 | 0 | 121788.0369 | 22.2949 | 22.3949 | 22.2949 | 22.3949 | 0.25 | 900 | 0.09472 | 592.1674 | 0.014023
2017-04-24 05:45 | 8759 | 125.75 | 22.3121 | 8.925 | 716.5559 | 0 | 696064.4026 | 525735.906 | 404809.8929 | 0 | 120926.0131 | 22.2965 | 22.3965 | 22.2965 | 22.3965 | 0.25 | 900 | 0.099145 | 584.151 | 0.014479
2017-04-24 06:00 | 8760 | 126 | 22.31 | 8.9 | 639.4589 | 0 | 696064.4026 | 499381.75 | 381633.6137 | 0 | 117748.1363 | 22.2981 | 22.3981 | 22.2981 | 22.3981 | 0.25 | 900 | 0.10357 | 554.8686 | 0.014367
2017-04-24 06:15 | 8761 | 126.25 | 22.3109 | 8.925 | 558.7677 | 0 | 696064.4026 | 477257.8107 | 362177.7506 | 0 | 115080.0601 | 22.2996 | 22.3996 | 22.2996 | 22.3996 | 0.25 | 900 | 0.10632 | 530.2865 | 0.014095
2017-04-24 06:30 | 8762.5 | 126.5625 | 22.3072 | 8.9625 | 475.4887 | 0 | 832563.7912 | 444761.3737 | 333623.9179 | 0 | 111137.4559 | 22.302 | 22.402 | 22.302 | 22.402 | 0.125 | 450 | 0.10906 | 494.1793 | 0.0067463
2017-04-24 06:45 | 8764.5 | 126.8125 | 22.3087 | 8.9875 | 414.3019 | 0 | 832563.7912 | 428436.1424 | 319279.5426 | 0 | 109156.5998 | 22.3035 | 22.4035 | 22.3035 | 22.4035 | 0.125 | 450 | 0.11181 | 476.0402 | 0.006661
2017-04-24 07:00 | 8766.5 | 127.0625 | 22.3094 | 9.05 | 348.1965 | 0 | 832563.7912 | 411639.9622 | 304519.7691 | 0 | 107120.1931 | 22.3051 | 22.4051 | 22.3051 | 22.4051 | 0.125 | 450 | 0.11456 | 457.3777 | 0.0065597
2017-04-24 07:15 | 8768.5 | 127.3125 | 22.3102 | 9.15 | 266.9952 | 0 | 874859.9451 | 391573.612 | 286890.253 | 0 | 104683.3591 | 22.3067 | 22.4067 | 22.3067 | 22.4067 | 0.125 | 450 | 0.11527 | 435.0818 | 0.0062803
2017-04-24 07:30 | 8771 | 127.5833 | 22.3104 | 9.2667 | 149.3709 | 0 | 917156.0991 | 362847.3407 | 261650.3563 | 0 | 101196.9844 | 22.3086 | 22.4086 | 22.3086 | 22.4086 | 0.083333 | 300 | 0.11598 | 403.1637 | 0.0038966
2017-04-24 07:45 | 8774 | 127.8333 | 22.3111 | 9.3667 | 45.5369 | 0 | 917156.0991 | 332568.4635 | 235032.4296 | 0 | 97536.0339 | 22.3103 | 22.4103 | 22.3103 | 22.4103 | 0.083333 | 300 | 0.11669 | 369.5205 | 0.0035933
2017-04-24 08:00 | 8777 | 128.0833 | 22.3127 | 9.5667 | 26.4658 | 0 | 917156.0991 | 301692.0523 | 207879.4369 | 0 | 93812.6153 | 22.3121 | 22.4121 | 22.3121 | 22.4121 | 0.083333 | 300 | 0.1174 | 335.2134 | 0.0032795
2017-04-24 08:15 | 8779.5 | 128.3125 | 22.3142 | 9.775 | 26.6454 | 0 | 859658.2092 | 294409.5495 | 201480.5366 | 0 | 92929.0129 | 22.3136 | 22.4136 | 22.3136 | 22.4136 | 0.125 | 450 | 0.11585 | 327.1217 | 0.0047341
2017-04-24 08:30 | 8782 | 128.5833 | 22.3196 | 10.0667 | 4.3012 | 36.734 | 802160.3193 | 293128.1768 | 200362.4977 | 0 | 92765.6792 | 22.3159 | 22.4159 | 22.3159 | 22.4159 | 0.083333 | 300 | 0.1143 | 325.698 | 0.0031023
2017-04-24 08:45 | 8785 | 128.8333 | 22.3632 | 10.3167 | 0 | 54.6138 | 802160.3193 | 157020.9232 | 66182.4452 | 0 | 90838.4779 | 22.318 | 22.418 | 22.318 | 22.418 | 0.083333 | 300 | 0.11275 | 174.4677 | 0.0016393
2017-04-24 09:00 | 8788 | 129.0833 | 22.4202 | 10.7333 | 0 | 154.8521 | 802160.3193 | 95376.2396 | 0 | 4472.2471 | 90903.9925 | 22.3202 | 22.4202 | 22.3202 | 22.4202 | 0.083333 | 300 | 0.1112 | 105.9736 | 0.00098202
2017-04-24 09:15 | 8790.5 | 129.3125 | 22.4227 | 11.15 | 0 | 224.3351 | 778840.1775 | 111148.5696 | 0 | 17592.5011 | 93556.0685 | 22.3222 | 22.4222 | 22.3222 | 22.4222 | 0.125 | 450 | 0.10789 | 123.4984 | 0.0016525
2017-04-24 09:30 | 8792.5 | 129.5625 | 22.4253 | 11.65 | 0 | 319.9955 | 755520.0357 | 141459.4001 | 0 | 42806.1373 | 98653.2628 | 22.3249 | 22.4249 | 22.3249 | 22.4249 | 0.125 | 450 | 0.10458 | 157.1771 | 0.002038
2017-04-24 09:45 | 8794.5 | 129.8125 | 22.4286 | 12.15 | 0 | 419.2121 | 755520.0357 | 172997.4732 | 0 | 69038.6918 | 103958.7814 | 22.3279 | 22.4279 | 22.3279 | 22.4279 | 0.125 | 450 | 0.10127 | 192.2194 | 0.0024198
2017-04-24 10:00 | 8796.5 | 130.0625 | 22.4319 | 12.575 | 0 | 504.6425 | 755520.0357 | 203650.1338 | 0 | 92511.1181 | 111139.0157 | 22.331 | 22.431 | 22.331 | 22.431 | 0.125 | 450 | 0.09796 | 226.2779 | 0.002756
2017-04-24 10:15 | 8798.5 | 130.3125 | 22.4354 | 12.925 | 0 | 579.6006 | 763445.4679 | 234154.0806 | 0 | 113834.8198 | 120319.2608 | 22.3345 | 22.4345 | 22.3345 | 22.4345 | 0.125 | 450 | 0.09691 | 260.1712 | 0.0031389
2017-04-24 10:30 | 8800.5 | 130.5625 | 22.4389 | 13.275 | 0 | 642.9244 | 771370.9002 | 258422.843 | 0 | 131985.2365 | 126437.6065 | 22.3381 | 22.4381 | 22.3381 | 22.4381 | 0.125 | 450 | 0.09586 | 287.1365 | 0.0034316
2017-04-24 10:45 | 8802.5 | 130.8125 | 22.4427 | 13.625 | 0 | 683.4921 | 771370.9002 | 276630.4981 | 0 | 147107.549 | 129522.9491 | 22.3418 | 22.4418 | 22.3418 | 22.4418 | 0.125 | 450 | 0.09481 | 307.3672 | 0.0036356
2017-04-24 11:00 | 8804.5 | 131.0625 | 22.4465 | 14.0375 | 0 | 718.8793 | 771370.9002 | 288283.6854 | 0 | 156774.6891 | 131508.9962 | 22.3458 | 22.4458 | 22.3458 | 22.4458 | 0.125 | 450 | 0.09376 | 320.3152 | 0.003751
2017-04-24 11:15 | 8806.5 | 131.3125 | 22.4505 | 14.5125 | 0 | 758.3612 | 778056.2848 | 298484.2614 | 0 | 165229.3973 | 133254.864 | 22.3499 | 22.4499 | 22.3499 | 22.4499 | 0.125 | 450 | 0.090698 | 331.6492 | 0.0037544
2017-04-24 11:30 | 8808.5 | 131.5625 | 22.4547 | 14.9875 | 0 | 780.0766 | 784741.6695 | 309812.6271 | 0 | 174617.8221 | 135194.805 | 22.3543 | 22.4543 | 22.3543 | 22.4543 | 0.125 | 450 | 0.087635 | 344.2363 | 0.0037671
2017-04-24 11:45 | 8810.5 | 131.8125 | 22.4592 | 15.4625 | 0 | 787.0266 | 784741.6695 | 316113.623 | 0 | 179824.5064 | 136289.1167 | 22.359 | 22.459 | 22.359 | 22.459 | 0.125 | 450 | 0.084572 | 351.2374 | 0.0037119
2017-04-24 12:00 | 8813 | 132.0833 | 22.4648 | 15.9333 | 0 | 794.2455 | 784741.6695 | 318456.7986 | 0 | 181734.0262 | 136722.7724 | 22.3647 | 22.4647 | 22.3647 | 22.4647 | 0.083333 | 300 | 0.08151 | 353.8409 | 0.0024035
2017-04-24 12:15 | 8816.5 | 132.3438 | 22.4702 | 16.3125 | 0 | 794.8938 | 777068.1549 | 319600.8957 | 0 | 182650.2897 | 136950.606 | 22.3702 | 22.4702 | 22.3702 | 22.4702 | 0.0625 | 225 | 0.08087 | 355.1121 | 0.0017948
2017-04-24 12:30 | 8820 | 132.5833 | 22.4748 | 16.6333 | 0 | 890.5352 | 774510.3167 | 317995.5415 | 0 | 183585.0778 | 134410.4637 | 22.375 | 22.475 | 22.375 | 22.475 | 0.083333 | 300 | 0.08023 | 353.3284 | 0.0023623
2017-04-24 12:45 | 8823.5 | 132.8438 | 22.4804 | 17.0125 | 0 | 966.9235 | 774510.3167 | 341609.8732 | 0 | 207805.5329 | 133804.3402 | 22.3809 | 22.4809 | 22.3809 | 22.4809 | 0.0625 | 225 | 0.07959 | 379.5665 | 0.0018851
2017-04-24 13:00 | 8829 | 133.1071 | 22.4865 | 17.1214 | 0 | 1021.4523 | 774510.3167 | 360892.4351 | 0 | 224971.654 | 135920.7812 | 22.3872 | 22.4872 | 22.3872 | 22.4872 | 0.035714 | 128.5714 | 0.07895 | 400.9916 | 0.001131
2017-04-24 13:15 | 8836.5 | 133.3594 | 22.4922 | 17.1469 | 0 | 1059.2671 | 762732.9546 | 374725.6871 | 0 | 236449.4746 | 138276.2126 | 22.3929 | 22.4929 | 22.3929 | 22.4929 | 0.03125 | 112.5 | 0.078355 | 416.3619 | 0.0010192
2017-04-24 13:30 | 8844 | 133.6071 | 22.4974 | 17.1714 | 0 | 1094.4349 | 761050.4743 | 384317.0541 | 0 | 244394.9606 | 139922.0936 | 22.3984 | 22.4984 | 22.3984 | 22.4984 | 0.035714 | 128.5714 | 0.07776 | 427.0189 | 0.0011862
2017-04-24 13:45 | 8850.5 | 133.8542 | 22.5025 | 17.1958 | 0 | 1111.237 | 761050.4743 | 393280.6788 | 0 | 251811.8159 | 141468.8629 | 22.4039 | 22.5039 | 22.4039 | 22.5039 | 0.041667 | 150 | 0.077165 | 436.9785 | 0.0014061
2017-04-24 14:00 | 8856.5 | 134.1042 | 22.5079 | 17.2625 | 0 | 1149.6188 | 761050.4743 | 397386.505 | 0 | 255186.9845 | 142199.5205 | 22.4095 | 22.5095 | 22.4095 | 22.5095 | 0.041667 | 150 | 0.07657 | 441.5406 | 0.0014091
2017-04-24 14:15 | 8861 | 134.3333 | 22.512 | 17.325 | 0 | 1045.051 | 764093.4109 | 404445.8281 | 0 | 260996.581 | 143449.2471 | 22.4142 | 22.5142 | 22.4142 | 22.5142 | 0.083333 | 300 | 0.076302 | 449.3843 | 0.0028574
2017-04-24 14:30 | 8865.5 | 134.6042 | 22.5196 | 17.4125 | 0 | 936.7133 | 765614.8792 | 369513.4916 | 0 | 231951.7987 | 137561.6929 | 22.4207 | 22.5207 | 22.4207 | 22.5207 | 0.041667 | 150 | 0.076035 | 410.5705 | 0.0012954
2017-04-24 14:45 | 8872 | 134.8571 | 22.5259 | 17.4893 | 0 | 890.9129 | 765614.8792 | 346044.6179 | 0 | 212426.1594 | 133618.4585 | 22.4264 | 22.5264 | 22.4264 | 22.5264 | 0.035714 | 128.5714 | 0.075768 | 384.494 | 0.0010399
2017-04-24 15:00 | 8879 | 135.1071 | 22.5317 | 17.7357 | 0 | 874.3912 | 765614.8792 | 332417.5071 | 0 | 201083.8077 | 131333.6994 | 22.4321 | 22.5321 | 22.4321 | 22.5321 | 0.035714 | 128.5714 | 0.0755 | 369.3528 | 0.00099557
2017-04-24 15:15 | 8885.5 | 135.3542 | 22.5374 | 18.0042 | 0 | 851.4462 | 821791.7144 | 327128.1458 | 0 | 196660.0915 | 130468.0544 | 22.4377 | 22.5377 | 22.4377 | 22.5377 | 0.041667 | 150 | 0.076335 | 363.4757 | 0.0011556
2017-04-24 15:30 | 8890.5 | 135.5938 | 22.5427 | 18.2563 | 0 | 831.6071 | 833027.0814 | 321443.5833 | 0 | 191929.0842 | 129514.4992 | 22.443 | 22.543 | 22.443 | 22.543 | 0.0625 | 225 | 0.07717 | 357.1595 | 0.0017232
2017-04-24 15:45 | 8894.5 | 135.8438 | 22.5486 | 18.5312 | 0 | 808.7081 | 833027.0814 | 315972.5347 | 0 | 187384.5093 | 128588.0254 | 22.449 | 22.549 | 22.449 | 22.549 | 0.0625 | 225 | 0.078005 | 351.0806 | 0.0017121
2017-04-24 16:00 | 8898 | 136.0833 | 22.5541 | 18.5833 | 0 | 826.3219 | 833027.0814 | 310935.3171 | 0 | 183203.8983 | 127731.4188 | 22.4546 | 22.5546 | 22.4546 | 22.5546 | 0.083333 | 300 | 0.07884 | 345.4837 | 0.0022698
2017-04-24 16:15 | 8900.5 | 136.3125 | 22.5591 | 18.5625 | 0 | 820.8031 | 943613.4829 | 313242.2082 | 0 | 185115.74 | 128126.4682 | 22.4596 | 22.5596 | 22.4596 | 22.5596 | 0.125 | 450 | 0.080658 | 348.0469 | 0.0035059
2017-04-24 16:30 | 8902.5 | 136.5625 | 22.5649 | 18.5375 | 0 | 803.5246 | 1054199.8844 | 314834.6408 | 0 | 186438.1799 | 128396.4609 | 22.4657 | 22.5657 | 22.4657 | 22.5657 | 0.125 | 450 | 0.082475 | 349.8163 | 0.0036084
2017-04-24 16:45 | 8904 | 136.75 | 22.5681 | 18.525 | 0 | 806.505 | 1054199.8844 | 312236.0264 | 0 | 184285.2833 | 127950.7432 | 22.4687 | 22.5687 | 22.4687 | 22.5687 | 0.25 | 900 | 0.084293 | 346.9289 | 0.0073109
2017-04-24 17:00 | 8905 | 137 | 22.5738 | 18.5 | 0 | 775.698 | 1054199.8844 | 306610.7335 | 0 | 179626.9552 | 126983.7784 | 22.4747 | 22.5747 | 22.4747 | 22.5747 | 0.25 | 900 | 0.08611 | 340.6786 | 0.007334
2017-04-24 17:15 | 8906 | 137.25 | 22.5776 | 18.325 | 0 | 868.2362 | 1054199.8844 | 301792.1 | 0 | 175636.8991 | 126155.2009 | 22.4806 | 22.5806 | 22.4806 | 22.5806 | 0.25 | 900 | 0.088598 | 335.3246 | 0.0074272
2017-04-24 17:30 | 8907 | 137.5 | 22.5834 | 18.15 | 0 | 876.8025 | 1330183.6065 | 325534.8692 | 0 | 195332.0601 | 130202.8091 | 22.4864 | 22.5864 | 22.4864 | 22.5864 | 0.25 | 900 | 0.091085 | 361.7054 | 0.0082365
2017-04-24 17:45 | 8908 | 137.75 | 22.5893 | 17.975 | 0 | 827.3733 | 1330183.6065 | 327812.2839 | 0 | 197241.9317 | 130570.3521 | 22.492 | 22.592 | 22.492 | 22.592 | 0.25 | 900 | 0.093573 | 364.2359 | 0.0085206
2017-04-24 18:00 | 8909 | 138 | 22.5949 | 17.8 | 0 | 749.632 | 1330183.6065 | 315260.1513 | 0 | 186859.7747 | 128400.3767 | 22.4976 | 22.5976 | 22.4976 | 22.5976 | 0.25 | 900 | 0.09606 | 350.2891 | 0.0084122
2017-04-24 18:15 | 8910 | 138.25 | 22.6009 | 17.625 | 0 | 781.7078 | 1330183.6065 | 295214.0594 | 0 | 170259.3694 | 124954.69 | 22.503 | 22.603 | 22.503 | 22.603 | 0.25 | 900 | 0.099088 | 328.0156 | 0.0081256
2017-04-24 18:30 | 8911 | 138.5 | 22.6065 | 17.45 | 0 | 701.2354 | 1419081.7863 | 303966.6843 | 0 | 177550.9275 | 126415.7568 | 22.5083 | 22.6083 | 22.5083 | 22.6083 | 0.25 | 900 | 0.10211 | 337.7408 | 0.0086221
2017-04-24 18:45 | 8912 | 138.75 | 22.6108 | 17.275 | 0 | 616.7266 | 1419081.7863 | 283133.0199 | 0 | 160296.4384 | 122836.5814 | 22.5134 | 22.6134 | 22.5134 | 22.6134 | 0.25 | 900 | 0.10514 | 314.5922 | 0.0082693
2017-04-24 19:00 | 8913 | 139 | 22.6153 | 17.1 | 0 | 509.0657 | 1419081.7863 | 261056.5928 | 0 | 142007.1761 | 119049.4167 | 22.5184 | 22.6184 | 22.5184 | 22.6184 | 0.25 | 900 | 0.10817 | 290.0629 | 0.007844
2017-04-24 19:15 | 8914.5 | 139.3125 | 22.6253 | 16.7625 | 0 | 349.3596 | 1405628.6436 | 218689.9065 | 0 | 106875.6301 | 111814.2764 | 22.5257 | 22.6257 | 22.5257 | 22.6257 | 0.125 | 450 | 0.11081 | 242.9888 | 0.0033795
2017-04-24 19:30 | 8916.5 | 139.5625 | 22.6305 | 16.5375 | 0 | 260.3337 | 1392175.501 | 189496.6672 | 0 | 82652.4171 | 106844.2501 | 22.5304 | 22.6304 | 22.5304 | 22.6304 | 0.125 | 450 | 0.11344 | 210.5519 | 0.003002
2017-04-24 19:45 | 8918.5 | 139.8125 | 22.635 | 16.3125 | 0 | 196.6317 | 1392175.501 | 163503.1615 | 0 | 61071.4821 | 102431.6794 | 22.5349 | 22.6349 | 22.5349 | 22.6349 | 0.125 | 450 | 0.11607 | 181.6702 | 0.0026472
2017-04-24 20:00 | 8920 | 140 | 22.6373 | 16.2 | 0 | 177.4094 | 1392175.501 | 153054.8462 | 0 | 52393.6761 | 100661.17 | 22.5371 | 22.6371 | 22.5371 | 22.6371 | 0.25 | 900 | 0.11871 | 170.0609 | 0.005047
2017-04-24 20:15 | 8921 | 140.25 | 22.6381 | 16.125 | 0 | 130.4644 | 1392175.501 | 136504.3816 | 0 | 38645.8837 | 97858.4979 | 22.5414 | 22.6414 | 22.5414 | 22.6414 | 0.25 | 900 | 0.11765 | 151.6715 | 0.0044611
2017-04-24 20:30 | 8922 | 140.5 | 22.642 | 16.05 | 0 | 88.353 | 1377595.0107 | 125681.1734 | 0 | 29654.1927 | 96026.9807 | 22.5457 | 22.6457 | 22.5457 | 22.6457 | 0.25 | 900 | 0.1166 | 139.6457 | 0.0040705
2017-04-24 20:45 | 8923 | 140.75 | 22.6457 | 15.975 | 0 | 56.781 | 1377595.0107 | 113450.0305 | 0 | 19490.0659 | 93959.9646 | 22.5498 | 22.6498 | 22.5498 | 22.6498 | 0.25 | 900 | 0.11554 | 126.0556 | 0.003641
2017-04-24 21:00 | 8924 | 141 | 22.6493 | 15.9 | 0 | 23.903 | 1377595.0107 | 104214.9251 | 0 | 11815.2074 | 92399.7176 | 22.5539 | 22.6539 | 22.5539 | 22.6539 | 0.25 | 900 | 0.11448 | 115.7944 | 0.003314
2017-04-24 21:15 | 8925.5 | 141.3125 | 22.6206 | 15.075 | 0 | 14.4402 | 1320869.2135 | 92273.596 | 0 | 1889.8656 | 90383.7304 | 22.5598 | 22.6598 | 22.5598 | 22.6598 | 0.125 | 450 | 0.11249 | 102.5262 | 0.001444
2017-04-24 21:30 | 8927.5 | 141.5625 | 22.569 | 14.525 | 43.1975 | 8.0275 | 1264143.4163 | 90000 | 0 | 0 | 90000 | 22.5633 | 22.6633 | 22.5633 | 22.6633 | 0.125 | 450 | 0.11051 | 100 | 0.0013813
2017-04-24 21:45 | 8929.5 | 141.8125 | 22.5675 | 13.975 | 81.4386 | 0 | 1264143.4163 | 103475.7318 | 12099.1859 | 0 | 91376.5459 | 22.5666 | 22.6666 | 22.5666 | 22.6666 | 0.125 | 450 | 0.10852 | 114.973 | 0.001546
2017-04-24 22:00 | 8931 | 142 | 22.5692 | 13.7 | 98.9579 | 0 | 1264143.4163 | 116951.4636 | 24198.3718 | 0 | 92753.0917 | 22.5681 | 22.6681 | 22.5681 | 22.6681 | 0.25 | 900 | 0.10653 | 129.9461 | 0.0034608
2017-04-24 22:15 | 8932 | 142.25 | 22.5754 | 13.575 | 189.9109 | 0 | 1264143.4163 | 139389.6656 | 35601.0904 | 0 | 103788.5752 | 22.5708 | 22.6708 | 22.5708 | 22.6708 | 0.25 | 900 | 0.10317 | 154.8774 | 0.0039948
2017-04-24 22:30 | 8933 | 142.5 | 22.5786 | 13.45 | 239.2244 | 0 | 1009469.0009 | 165355.8858 | 58888.9835 | 0 | 106466.9023 | 22.5734 | 22.6734 | 22.5734 | 22.6734 | 0.25 | 900 | 0.099815 | 183.7288 | 0.0045847
2017-04-24 22:45 | 8934 | 142.75 | 22.5817 | 13.325 | 283.4298 | 0 | 1009469.0009 | 180638.0085 | 72586.3855 | 0 | 108051.623 | 22.576 | 22.676 | 22.576 | 22.676 | 0.25 | 900 | 0.096457 | 200.7089 | 0.00484
2017-04-24 23:00 | 8935 | 143 | 22.5837 | 13.2 | 321.6475 | 0 | 1009469.0009 | 194464.5489 | 84973.9147 | 0 | 109490.6342 | 22.5785 | 22.6785 | 22.5785 | 22.6785 | 0.25 | 900 | 0.0931 | 216.0717 | 0.0050291
2017-04-24 23:15 | 8936 | 143.25 | 22.5811 | 12.775 | 406.0069 | 0 | 1009469.0009 | 206531.2032 | 95779.3339 | 0 | 110751.8693 | 22.5809 | 22.6809 | 22.5809 | 22.6809 | 0.25 | 900 | 0.091537 | 229.4791 | 0.0052515
2017-04-24 23:30 | 8937 | 143.5 | 22.5842 | 12.35 | 477.0574 | 0 | 787730.259 | 233917.0358 | 120266.4935 | 0 | 113650.5423 | 22.583 | 22.683 | 22.583 | 22.683 | 0.25 | 900 | 0.089975 | 259.9078 | 0.0058463
2017-04-24 23:45 | 8938 | 143.75 | 22.5868 | 11.925 | 526.2692 | 0 | 787730.259 | 257750.0444 | 141542.7984 | 0 | 116207.246 | 22.5849 | 22.6849 | 22.5849 | 22.6849 | 0.25 | 900 | 0.088412 | 286.3889 | 0.0063301
2017-04-25 | 8939 | 144 | 22.589 | 11.5 | 579.4071 | 0 | 787730.259 | 275141.8358 | 157027.957 | 0 | 118113.8788 | 22.5865 | 22.6865 | 22.5865 | 22.6865 | 0.25 | 900 | 0.088412 | 305.7132 | 0.0067572

## Details_2025-05-09
datetime | Unnamed: 0 | sim_time | Zone Air Temperature,LIVING_UNIT1 | Site Outdoor Air Drybulb Temperature,ENVIRONMENT | Zone Air System Sensible Heating Rate,LIVING_UNIT1 | Zone Air System Sensible Cooling Rate,LIVING_UNIT1 | Electricity:Building | Electricity:HVAC | Heating:Electricity | Cooling:Electricity | Fans:Electricity | Zone Thermostat Heating Setpoint Temperature,LIVING_UNIT1 | Zone Thermostat Cooling Setpoint Temperature,LIVING_UNIT1 | Zone Temperature Control,Heating Setpoint,LIVING_UNIT1 | Zone Temperature Control,Cooling Setpoint,LIVING_UNIT1 | dt_hours | dt_seconds | current_price | P_total_W | step_cost_real
2017-05-09 | 11917 | 120 | 23.8673 | 18.8 | 8.1272 | 0 | 787730.259 | 90000 | 0 | 0 | 0 | 23.7894 | 23.8894 | 23.7894 | 23.8894 | 0.25 | 900 | 0.10166 | 0 | 0
2017-05-09 00:15 | 11918 | 120.25 | 23.7914 | 19 | 33.2697 | 0 | 787730.259 | 99710.3571 | 0 | 0 | 99710.3571 | 23.7882 | 23.8882 | 23.7882 | 23.8882 | 0.25 | 900 | 0.098315 | 110.7893 | 0.0027231
2017-05-09 00:30 | 11919 | 120.5 | 23.7974 | 19.2 | 162.1771 | 0 | 613262.9701 | 105874.8855 | 5562.703 | 0 | 100312.1824 | 23.7871 | 23.8871 | 23.7871 | 23.8871 | 0.25 | 900 | 0.09497 | 117.6388 | 0.002793
2017-05-09 00:45 | 11920 | 120.75 | 23.7892 | 19.4 | 47.1214 | 0 | 613262.9701 | 140840.6289 | 37120.7073 | 0 | 103719.9216 | 23.7861 | 23.8861 | 23.7861 | 23.8861 | 0.25 | 900 | 0.091625 | 156.4896 | 0.0035846
2017-05-09 01:00 | 11921 | 121 | 23.7924 | 19.6 | 105.4249 | 0 | 613262.9701 | 109108.2449 | 8483.034 | 0 | 100625.2109 | 23.7852 | 23.8852 | 23.7852 | 23.8852 | 0.25 | 900 | 0.08828 | 121.2314 | 0.0026756
2017-05-09 01:15 | 11922 | 121.25 | 23.7878 | 19.65 | 119.3669 | 0 | 613262.9701 | 124335.4944 | 22231.2298 | 0 | 102104.2646 | 23.7845 | 23.8845 | 23.7845 | 23.8845 | 0.25 | 900 | 0.087673 | 138.1505 | 0.003028
2017-05-09 01:30 | 11924.5 | 121.5938 | 23.7878 | 19.7375 | 176.0987 | 0 | 562337.4017 | 137041.5078 | 33704.2223 | 0 | 103337.2855 | 23.7832 | 23.8832 | 23.7832 | 23.8832 | 0.0625 | 225 | 0.087065 | 152.2683 | 0.00082734
2017-05-09 01:45 | 11927 | 121.75 | 23.7872 | 19.75 | 183.7859 | 0 | 562337.4017 | 140109.6134 | 36474.4885 | 0 | 103635.1249 | 23.7831 | 23.8831 | 23.7831 | 23.8831 | 0.25 | 900 | 0.086457 | 155.6773 | 0.0033649
2017-05-09 02:00 | 11928 | 122 | 23.7927 | 19.8 | 217.6444 | 0 | 562337.4017 | 138918.4377 | 39866.8181 | 0 | 99051.6196 | 23.7824 | 23.8824 | 23.7824 | 23.8824 | 0.25 | 900 | 0.08585 | 154.3538 | 0.0033128
2017-05-09 02:15 | 11929 | 122.25 | 23.8002 | 19.55 | 234.7099 | 0 | 562337.4017 | 143902.1351 | 48668.9743 | 0 | 95233.1608 | 23.7818 | 23.8818 | 23.7818 | 23.8818 | 0.25 | 900 | 0.086148 | 159.8913 | 0.0034436
2017-05-09 02:30 | 11930 | 122.5 | 23.8003 | 19.3 | 241.4575 | 0 | 545753.3182 | 149296.9036 | 53530.4759 | 0 | 95766.4276 | 23.781 | 23.881 | 23.781 | 23.881 | 0.25 | 900 | 0.086445 | 165.8854 | 0.003585
2017-05-09 02:45 | 11931 | 122.75 | 23.8005 | 19.05 | 257.9887 | 0 | 545753.3182 | 151909.7317 | 55878.7945 | 0 | 96030.9372 | 23.7801 | 23.8801 | 23.7801 | 23.8801 | 0.25 | 900 | 0.086743 | 168.7886 | 0.0036603
2017-05-09 03:00 | 11932 | 123 | 23.7972 | 18.8 | 262.8229 | 0 | 545753.3182 | 157256.2228 | 60692.6183 | 0 | 96563.6046 | 23.7791 | 23.8791 | 23.7791 | 23.8791 | 0.25 | 900 | 0.08704 | 174.7291 | 0.0038021
2017-05-09 03:15 | 11933 | 123.25 | 23.7879 | 18.475 | 280.8923 | 0 | 545753.3182 | 159448.8491 | 62658.5215 | 0 | 96790.3276 | 23.7779 | 23.8779 | 23.7779 | 23.8779 | 0.25 | 900 | 0.088505 | 177.1654 | 0.00392
2017-05-09 03:30 | 11934 | 123.5 | 23.7866 | 18.15 | 318.346 | 0 | 533363.667 | 165512.8419 | 68110.7882 | 0 | 97402.0537 | 23.7766 | 23.8766 | 23.7766 | 23.8766 | 0.25 | 900 | 0.08997 | 183.9032 | 0.0041364
2017-05-09 03:45 | 11935 | 123.75 | 23.7842 | 17.825 | 334.2084 | 0 | 533363.667 | 177103.2012 | 78542.2911 | 0 | 98560.9101 | 23.7751 | 23.8751 | 23.7751 | 23.8751 | 0.25 | 900 | 0.091435 | 196.7813 | 0.0044982
2017-05-09 04:00 | 11936 | 124 | 23.7818 | 17.5 | 359.7025 | 0 | 533363.667 | 182804.8595 | 83658.317 | 0 | 99146.5425 | 23.7734 | 23.8734 | 23.7734 | 23.8734 | 0.25 | 900 | 0.0929 | 203.1165 | 0.0047174
2017-05-09 04:15 | 11937 | 124.25 | 23.7807 | 17.225 | 367.1125 | 0 | 533363.667 | 191240.9464 | 91234.3525 | 0 | 100006.5939 | 23.7715 | 23.8715 | 23.7715 | 23.8715 | 0.25 | 900 | 0.091758 | 212.4899 | 0.0048744
2017-05-09 04:30 | 11938.5 | 124.5625 | 23.7755 | 16.8125 | 440.7531 | 0 | 566989.6412 | 204610.7899 | 103238.5637 | 0 | 101372.2262 | 23.7684 | 23.8684 | 23.7684 | 23.8684 | 0.125 | 450 | 0.090615 | 227.3453 | 0.0025667
2017-05-09 04:45 | 11940.5 | 124.8125 | 23.7707 | 16.5375 | 467.2406 | 0 | 566989.6412 | 218468.4696 | 115689.0805 | 0 | 102779.3892 | 23.7662 | 23.8662 | 23.7662 | 23.8662 | 0.125 | 450 | 0.089472 | 242.7427 | 0.0027117
2017-05-09 05:00 | 11942.5 | 125.0625 | 23.7674 | 16.325 | 442.3623 | 0 | 566989.6412 | 225526.4333 | 122009.2573 | 0 | 103517.1759 | 23.7639 | 23.8639 | 23.7639 | 23.8639 | 0.125 | 450 | 0.08833 | 250.5849 | 0.0027641
2017-05-09 05:15 | 11944 | 125.25 | 23.766 | 16.25 | 416.0311 | 0 | 566989.6412 | 228788.5722 | 124927.9375 | 0 | 103860.6347 | 23.7627 | 23.8627 | 23.7627 | 23.8627 | 0.25 | 900 | 0.10146 | 254.2095 | 0.0064483
2017-05-09 05:30 | 11945 | 125.5 | 23.7663 | 16.1 | 385.7729 | 0 | 696064.4026 | 210873.3329 | 108783.935 | 0 | 102089.398 | 23.7602 | 23.8602 | 23.7602 | 23.8602 | 0.25 | 900 | 0.1146 | 234.3037 | 0.0067128
2017-05-09 05:45 | 11946 | 125.75 | 23.7642 | 15.95 | 354.0212 | 0 | 696064.4026 | 205090.6639 | 103562.3489 | 0 | 101528.315 | 23.7576 | 23.8576 | 23.7576 | 23.8576 | 0.25 | 900 | 0.12773 | 227.8785 | 0.007277
2017-05-09 06:00 | 11947 | 126 | 23.7619 | 15.8 | 333.5081 | 0 | 696064.4026 | 196728.8062 | 96021.8621 | 0 | 100706.9441 | 23.755 | 23.855 | 23.755 | 23.855 | 0.25 | 900 | 0.14087 | 218.5876 | 0.0076981
2017-05-09 06:15 | 11948 | 126.25 | 23.754 | 16.175 | 295.5816 | 0 | 696064.4026 | 191546.8034 | 91344.1144 | 0 | 100202.689 | 23.7523 | 23.8523 | 23.7523 | 23.8523 | 0.25 | 900 | 0.1359 | 212.8298 | 0.007231
2017-05-09 06:30 | 11949 | 126.5 | 23.7522 | 16.55 | 288.6582 | 0 | 832563.7912 | 179133.793 | 80212.2184 | 0 | 98921.5746 | 23.7498 | 23.8498 | 23.7498 | 23.8498 | 0.25 | 900 | 0.13093 | 199.0375 | 0.0065152
2017-05-09 06:45 | 11950.5 | 126.8125 | 23.7506 | 17.1125 | 246.5081 | 0 | 832563.7912 | 171253.9469 | 73164.8795 | 0 | 98089.0674 | 23.7465 | 23.8465 | 23.7465 | 23.8465 | 0.125 | 450 | 0.12597 | 190.2822 | 0.0030014
2017-05-09 07:00 | 11952 | 127 | 23.7495 | 17.3 | 239.3805 | 0 | 832563.7912 | 166807.5814 | 69175.6664 | 0 | 97631.915 | 23.7455 | 23.8455 | 23.7455 | 23.8455 | 0.25 | 900 | 0.121 | 185.3418 | 0.0056066
2017-05-09 07:15 | 11953 | 127.25 | 23.7553 | 17.3 | 227.0772 | 0 | 832563.7912 | 157604.0975 | 60910.0462 | 0 | 96694.0513 | 23.7437 | 23.8437 | 23.7437 | 23.8437 | 0.25 | 900 | 0.1159 | 175.1157 | 0.0050741
2017-05-09 07:30 | 11954 | 127.5 | 23.7507 | 17.3 | 164.9753 | 0 | 917156.0991 | 155431.9 | 58952.9363 | 0 | 96478.9637 | 23.7419 | 23.8419 | 23.7419 | 23.8419 | 0.25 | 900 | 0.11081 | 172.7021 | 0.0047841
2017-05-09 07:45 | 11955.5 | 127.8125 | 23.747 | 17.3 | 23.6076 | 2.943 | 917156.0991 | 121420.0176 | 28308.8569 | 0 | 93111.1607 | 23.7392 | 23.8392 | 23.7392 | 23.8392 | 0.125 | 450 | 0.10571 | 134.9111 | 0.0017988
2017-05-09 08:00 | 11957.5 | 128.0625 | 23.7453 | 17.3125 | 6.8644 | 2.9943 | 917156.0991 | 97444.5404 | 6707.3938 | 0 | 90737.1467 | 23.7374 | 23.8374 | 23.7374 | 23.8374 | 0.125 | 450 | 0.10061 | 108.2717 | 0.0013686
2017-05-09 08:15 | 11960 | 128.3333 | 23.7353 | 17.3417 | 49.6837 | 1.6638 | 840492.2459 | 100210.739 | 9199.9183 | 0 | 91010.8207 | 23.7353 | 23.8353 | 23.7353 | 23.8353 | 0.083333 | 300 | 0.09428 | 111.3453 | 0.0008748
2017-05-09 08:30 | 11963 | 128.5833 | 23.7549 | 17.3667 | 0 | 5.6192 | 802160.3193 | 100047.2073 | 9052.6869 | 0 | 90994.5204 | 23.7336 | 23.8336 | 23.7336 | 23.8336 | 0.083333 | 300 | 0.08795 | 111.1636 | 0.00081474
2017-05-09 08:45 | 11966 | 128.8333 | 23.8063 | 17.3917 | 0 | 13.0902 | 802160.3193 | 92470.9189 | 2226.3638 | 0 | 90244.555 | 23.7319 | 23.8319 | 23.7319 | 23.8319 | 0.083333 | 300 | 0.08162 | 102.7455 | 0.00069884
2017-05-09 09:00 | 11969 | 129.0833 | 23.8302 | 17.5333 | 0 | 107.4103 | 802160.3193 | 99094.9891 | 0 | 7622.0528 | 91472.9363 | 23.7302 | 23.8302 | 23.7302 | 23.8302 | 0.083333 | 300 | 0.07529 | 110.1055 | 0.00069082
2017-05-09 09:15 | 11972 | 129.3333 | 23.8285 | 17.7333 | 0 | 176.2431 | 771066.7969 | 120103.8144 | 0 | 25228.6128 | 94875.2016 | 23.7286 | 23.8286 | 23.7286 | 23.8286 | 0.083333 | 300 | 0.0668 | 133.4487 | 0.00074286
2017-05-09 09:30 | 11975.5 | 129.5938 | 23.8268 | 17.95 | 0 | 274.1261 | 755520.0357 | 153174.5257 | 0 | 52942.7944 | 100231.7312 | 23.727 | 23.827 | 23.727 | 23.827 | 0.0625 | 225 | 0.05831 | 170.1939 | 0.00061802
2017-05-09 09:45 | 11979.5 | 129.8438 | 23.8253 | 18.15 | 0 | 404.3397 | 755520.0357 | 185766.7871 | 0 | 80253.3608 | 105513.4263 | 23.7256 | 23.8256 | 23.7256 | 23.8256 | 0.0625 | 225 | 0.04982 | 206.4075 | 0.00064083
2017-05-09 10:00 | 11983.5 | 130.0938 | 23.8237 | 18.575 | 0 | 566.6095 | 755520.0357 | 230881.7285 | 0 | 118052.1132 | 112829.6153 | 23.7244 | 23.8244 | 23.7244 | 23.8244 | 0.0625 | 225 | 0.04133 | 256.5353 | 0.0006603
2017-05-09 10:15 | 11987 | 130.3333 | 23.8224 | 19.0333 | 0 | 622.4191 | 766087.2787 | 281854.4809 | 0 | 160748.8834 | 121105.5974 | 23.7235 | 23.8235 | 23.7235 | 23.8235 | 0.083333 | 300 | 0.031053 | 313.1716 | 0.0008104
2017-05-09 10:30 | 11990 | 130.5833 | 23.8216 | 19.5333 | 0 | 707.8239 | 771370.9002 | 306277.1315 | 0 | 181191.7606 | 125085.3709 | 23.7228 | 23.8228 | 23.7228 | 23.8228 | 0.083333 | 300 | 0.020775 | 340.3079 | 0.00058916
2017-05-09 10:45 | 11993.5 | 130.8438 | 23.8214 | 20.075 | 0 | 825.4736 | 771370.9002 | 336606.9977 | 0 | 206559.4838 | 130047.5139 | 23.7223 | 23.8223 | 23.7223 | 23.8223 | 0.0625 | 225 | 0.010497 | 374.0078 | 0.00024493
2017-05-09 11:00 | 11998 | 131.1 | 23.8215 | 20.32 | 0 | 921.1264 | 771370.9002 | 371969.5796 | 0 | 236126.0905 | 135843.489 | 23.7222 | 23.8222 | 23.7222 | 23.8222 | 0.05 | 180 | 0.00022 | 413.2995 | 4.5463e-06
2017-05-09 11:15 | 12002.5 | 131.3438 | 23.8215 | 20.4625 | 0 | 996.4843 | 781398.9772 | 397299.8104 | 0 | 257291.5151 | 140008.2953 | 23.7222 | 23.8222 | 23.7222 | 23.8222 | 0.0625 | 225 | 7.25e-05 | 441.4442 | 1.9982e-06
2017-05-09 11:30 | 12006 | 131.5833 | 23.8215 | 20.6 | 0 | 1049.9272 | 784741.6695 | 418582.0219 | 0 | 275071.056 | 143510.9659 | 23.7223 | 23.8223 | 23.7223 | 23.8223 | 0.083333 | 300 | -7.5e-05 | 465.0911 | -2.9068e-06
2017-05-09 11:45 | 12009 | 131.8333 | 23.8215 | 20.75 | 0 | 1087.1819 | 784741.6695 | 435642.5334 | 0 | 289313.8024 | 146328.731 | 23.7226 | 23.8226 | 23.7226 | 23.8226 | 0.083333 | 300 | -0.0002225 | 484.0473 | -8.975e-06
2017-05-09 12:00 | 12011.5 | 132.0625 | 23.8216 | 20.8375 | 0 | 1107.2565 | 784741.6695 | 444129.4037 | 0 | 296375.9707 | 147753.433 | 23.7229 | 23.8229 | 23.7229 | 23.8229 | 0.125 | 450 | -0.00037 | 493.4771 | -2.2811e-05
2017-05-09 12:15 | 12013 | 132.25 | 23.8214 | 20.875 | 0 | 1116.6667 | 784741.6695 | 447839.5397 | 0 | 299452.4723 | 148387.0674 | 23.723 | 23.823 | 23.723 | 23.823 | 0.25 | 900 | -0.0002825 | 497.5995 | -3.5143e-05
2017-05-09 12:30 | 12014 | 132.5 | 23.821 | 20.95 | 0 | 1132.9916 | 774510.3167 | 451748.7391 | 0 | 302678.4531 | 149070.286 | 23.7234 | 23.8234 | 23.7234 | 23.8234 | 0.25 | 900 | -0.000195 | 501.943 | -2.447e-05
2017-05-09 12:45 | 12015 | 132.75 | 23.8213 | 21.025 | 0 | 1149.9751 | 774510.3167 | 455037.9982 | 0 | 305386.4346 | 149651.5636 | 23.7239 | 23.8239 | 23.7239 | 23.8239 | 0.25 | 900 | -0.0001075 | 505.5978 | -1.3588e-05
2017-05-09 13:00 | 12016 | 133 | 23.8213 | 21.1 | 0 | 1181.8239 | 774510.3167 | 468831.3754 | 0 | 308772.7855 | 160058.5899 | 23.7244 | 23.8244 | 23.7244 | 23.8244 | 0.25 | 900 | -2e-05 | 520.9238 | -2.6046e-06
2017-05-09 13:15 | 12017 | 133.25 | 23.8209 | 21.15 | 0 | 1219.7617 | 774510.3167 | 476773.8546 | 0 | 315373.1076 | 161400.747 | 23.7249 | 23.8249 | 23.7249 | 23.8249 | 0.25 | 900 | -1.75e-05 | 529.7487 | -2.3177e-06
2017-05-09 13:30 | 12018 | 133.5 | 23.8199 | 21.2 | 0 | 1259.9801 | 761050.4743 | 486680.7607 | 0 | 323638.8953 | 163041.8653 | 23.7255 | 23.8255 | 23.7255 | 23.8255 | 0.25 | 900 | -1.5e-05 | 540.7564 | -2.0278e-06
2017-05-09 13:45 | 12019 | 133.75 | 23.8204 | 21.25 | 0 | 1291.8504 | 761050.4743 | 497177.9978 | 0 | 332402.1576 | 164775.8402 | 23.726 | 23.826 | 23.726 | 23.826 | 0.25 | 900 | -1.25e-05 | 552.42 | -1.7263e-06
2017-05-09 14:00 | 12020 | 134 | 23.8208 | 21.3 | 0 | 1324.2589 | 761050.4743 | 505016.8741 | 0 | 338940.752 | 166076.1221 | 23.7267 | 23.8267 | 23.7267 | 23.8267 | 0.25 | 900 | -1e-05 | 561.1299 | -1.4028e-06
2017-05-09 14:15 | 12022 | 134.3333 | 23.8255 | 21.425 | 0 | 1388.0742 | 764093.4109 | 519073.2352 | 0 | 350680.5589 | 168392.6763 | 23.7277 | 23.8277 | 23.7277 | 23.8277 | 0.083333 | 300 | 7.5e-06 | 576.748 | 3.6047e-07
2017-05-09 14:30 | 12024 | 134.5 | 23.8259 | 21.45 | 0 | 1402.4666 | 765614.8792 | 522110.8136 | 0 | 353221.2714 | 168889.5422 | 23.7278 | 23.8278 | 23.7278 | 23.8278 | 0.25 | 900 | 2.5e-05 | 580.1231 | 3.6258e-06
2017-05-09 14:45 | 12025.5 | 134.8125 | 23.8257 | 21.5625 | 0 | 1417.3589 | 765614.8792 | 527254.2116 | 0 | 363216.3242 | 164037.8875 | 23.7288 | 23.8288 | 23.7288 | 23.8288 | 0.125 | 450 | 4.25e-05 | 585.838 | 3.1125e-06
2017-05-09 15:00 | 12027.5 | 135.0625 | 23.8264 | 21.625 | 0 | 1419.4722 | 765614.8792 | 524969.7691 | 0 | 363722.7982 | 161246.9709 | 23.7294 | 23.8294 | 23.7294 | 23.8294 | 0.125 | 450 | 6e-05 | 583.2997 | 4.3757e-06
2017-05-09 15:15 | 12029 | 135.25 | 23.8268 | 21.65 | 0 | 1425.3153 | 765614.8792 | 523188.4792 | 0 | 362234.9632 | 160953.516 | 23.7297 | 23.8297 | 23.7297 | 23.8297 | 0.25 | 900 | 0.010162 | 581.3205 | 0.0014769
2017-05-09 15:30 | 12030 | 135.5 | 23.8266 | 21.7 | 0 | 1416.3951 | 833027.0814 | 524020.9649 | 0 | 362911.7267 | 161109.2382 | 23.7304 | 23.8304 | 23.7304 | 23.8304 | 0.25 | 900 | 0.020265 | 582.2455 | 0.0029498
2017-05-09 15:45 | 12031 | 135.75 | 23.8275 | 21.75 | 0 | 1379.0001 | 833027.0814 | 520503.5215 | 0 | 359957.4846 | 160546.0369 | 23.7312 | 23.8312 | 23.7312 | 23.8312 | 0.25 | 900 | 0.030367 | 578.3372 | 0.0043907
2017-05-09 16:00 | 12032 | 136 | 23.8278 | 21.8 | 0 | 1328.8676 | 833027.0814 | 508887.3091 | 0 | 350242.1107 | 158645.1985 | 23.7319 | 23.8319 | 23.7319 | 23.8319 | 0.25 | 900 | 0.04047 | 565.4303 | 0.0057207
2017-05-09 16:15 | 12033 | 136.25 | 23.8288 | 21.9 | 0 | 1333.178 | 833027.0814 | 493745.4781 | 0 | 337579.0187 | 156166.4595 | 23.7327 | 23.8327 | 23.7327 | 23.8327 | 0.25 | 900 | 0.04579 | 548.6061 | 0.0062802
2017-05-09 16:30 | 12034 | 136.5 | 23.8299 | 22 | 0 | 1283.5192 | 1054199.8844 | 494613.663 | 0 | 338343.7796 | 156269.8834 | 23.7335 | 23.8335 | 23.7335 | 23.8335 | 0.25 | 900 | 0.05111 | 549.5707 | 0.0070221
2017-05-09 16:45 | 12035 | 136.75 | 23.8313 | 22.1 | 0 | 1180.5422 | 1054199.8844 | 480921.782 | 0 | 326946.5032 | 153975.2788 | 23.7344 | 23.8344 | 23.7344 | 23.8344 | 0.25 | 900 | 0.05643 | 534.3575 | 0.0075384
2017-05-09 17:00 | 12036 | 137 | 23.8326 | 22.2 | 0 | 1079.9519 | 1054199.8844 | 452416.1823 | 0 | 303163.1895 | 149252.9928 | 23.7353 | 23.8353 | 23.7353 | 23.8353 | 0.25 | 900 | 0.06175 | 502.6846 | 0.0077602
2017-05-09 17:15 | 12037 | 137.25 | 23.8321 | 22.15 | 0 | 1087.1886 | 1054199.8844 | 424532.7578 | 0 | 279897.707 | 144635.0507 | 23.7363 | 23.8363 | 23.7363 | 23.8363 | 0.25 | 900 | 0.060198 | 471.7031 | 0.0070988
2017-05-09 17:30 | 12038 | 137.5 | 23.8343 | 22.1 | 0 | 978.6326 | 1330183.6065 | 426765.0261 | 0 | 281751.569 | 145013.4571 | 23.7372 | 23.8372 | 23.7372 | 23.8372 | 0.25 | 900 | 0.058645 | 474.1834 | 0.0069521
2017-05-09 17:45 | 12039 | 137.75 | 23.8344 | 22.05 | 0 | 887.0609 | 1330183.6065 | 396287.9457 | 0 | 256256.281 | 140031.6647 | 23.7381 | 23.8381 | 23.7381 | 23.8381 | 0.25 | 900 | 0.057092 | 440.3199 | 0.0062847
2017-05-09 18:00 | 12040 | 138 | 23.8344 | 22 | 0 | 790.4784 | 1330183.6065 | 370744.6849 | 0 | 234896.0628 | 135848.6221 | 23.739 | 23.839 | 23.739 | 23.839 | 0.25 | 900 | 0.05554 | 411.9385 | 0.0057198
2017-05-09 18:15 | 12041 | 138.25 | 23.8355 | 21.7 | 0 | 802.3168 | 1330183.6065 | 343368.6406 | 0 | 212002.3412 | 131366.2995 | 23.7398 | 23.8398 | 23.7398 | 23.8398 | 0.25 | 900 | 0.061655 | 381.5207 | 0.0058807
2017-05-09 18:30 | 12042 | 138.5 | 23.8364 | 21.4 | 0 | 715.6266 | 1419081.7863 | 346610.4568 | 0 | 214629.1467 | 131981.3101 | 23.7405 | 23.8405 | 23.7405 | 23.8405 | 0.25 | 900 | 0.06777 | 385.1227 | 0.0065249
2017-05-09 18:45 | 12043 | 138.75 | 23.837 | 21.1 | 0 | 639.1565 | 1419081.7863 | 320366.1742 | 0 | 192605.2043 | 127760.9699 | 23.741 | 23.841 | 23.741 | 23.841 | 0.25 | 900 | 0.073885 | 355.9624 | 0.0065751
2017-05-09 19:00 | 12044.5 | 139.0625 | 23.8392 | 20.65 | 0 | 535.9357 | 1419081.7863 | 286060.6166 | 0 | 163879.8286 | 122180.788 | 23.7414 | 23.8414 | 23.7414 | 23.8414 | 0.125 | 450 | 0.08 | 317.8451 | 0.0031866
2017-05-09 19:15 | 12046.5 | 139.3125 | 23.8408 | 20.35 | 0 | 480.4778 | 1405628.6436 | 266619.2093 | 0 | 147657.9829 | 118961.2264 | 23.7415 | 23.8415 | 23.7415 | 23.8415 | 0.125 | 450 | 0.088572 | 296.2436 | 0.0032868
2017-05-09 19:30 | 12048.5 | 139.5625 | 23.8409 | 20.05 | 0 | 419.9464 | 1392175.501 | 248139.243 | 0 | 132232.669 | 115906.574 | 23.7414 | 23.8414 | 23.7414 | 23.8414 | 0.125 | 450 | 0.097145 | 275.7103 | 0.003357
2017-05-09 19:45 | 12050.5 | 139.8125 | 23.8408 | 19.75 | 0 | 368.1275 | 1392175.501 | 229637.0614 | 0 | 116781.0842 | 112855.9771 | 23.7412 | 23.8412 | 23.7412 | 23.8412 | 0.125 | 450 | 0.10572 | 255.1523 | 0.0033801
2017-05-09 20:00 | 12052 | 140 | 23.8408 | 19.6 | 0 | 342.6301 | 1392175.501 | 221131.5426 | 0 | 109678.5152 | 111453.0274 | 23.741 | 23.841 | 23.741 | 23.841 | 0.25 | 900 | 0.11429 | 245.7017 | 0.0070203
2017-05-09 20:15 | 12053 | 140.25 | 23.8394 | 19.475 | 0 | 289.6659 | 1392175.501 | 205551.5418 | 0 | 96666.5592 | 108884.9826 | 23.7405 | 23.8405 | 23.7405 | 23.8405 | 0.25 | 900 | 0.11634 | 228.3906 | 0.0066429
2017-05-09 20:30 | 12054 | 140.5 | 23.8388 | 19.35 | 0 | 247.6307 | 1377595.0107 | 188730.6369 | 0 | 82610.0544 | 106120.5825 | 23.7399 | 23.8399 | 23.7399 | 23.8399 | 0.25 | 900 | 0.1184 | 209.7007 | 0.0062069
2017-05-09 20:45 | 12055 | 140.75 | 23.8382 | 19.225 | 0 | 216.6827 | 1377595.0107 | 175208.7972 | 0 | 71305.8451 | 103902.9521 | 23.7393 | 23.8393 | 23.7393 | 23.8393 | 0.25 | 900 | 0.12045 | 194.6764 | 0.0058621
2017-05-09 21:00 | 12056 | 141 | 23.8376 | 19.1 | 0 | 189.8216 | 1377595.0107 | 165237.8671 | 0 | 62972.3407 | 102265.5265 | 23.7386 | 23.8386 | 23.7386 | 23.8386 | 0.25 | 900 | 0.1225 | 183.5976 | 0.0056227
2017-05-09 21:15 | 12057 | 141.25 | 23.8355 | 18.775 | 0 | 167.4252 | 1377595.0107 | 156401.589 | 0 | 55584.7016 | 100816.8874 | 23.7378 | 23.8378 | 23.7378 | 23.8378 | 0.25 | 900 | 0.11807 | 173.7795 | 0.0051298
2017-05-09 21:30 | 12058 | 141.5 | 23.8345 | 18.45 | 0 | 140.263 | 1264143.4163 | 148331.2877 | 0 | 48835.3472 | 99495.9406 | 23.7368 | 23.8368 | 23.7368 | 23.8368 | 0.25 | 900 | 0.11365 | 164.8125 | 0.0046827
2017-05-09 21:45 | 12059 | 141.75 | 23.8321 | 18.125 | 0 | 119.9175 | 1264143.4163 | 138557.0524 | 0 | 40658.1388 | 97898.9136 | 23.7357 | 23.8357 | 23.7357 | 23.8357 | 0.25 | 900 | 0.10923 | 153.9523 | 0.0042039
2017-05-09 22:00 | 12060 | 142 | 23.8307 | 17.8 | 0 | 93.7805 | 1264143.4163 | 131042.6855 | 0 | 34372.0686 | 96670.6169 | 23.7344 | 23.8344 | 23.7344 | 23.8344 | 0.25 | 900 | 0.1048 | 145.603 | 0.0038148
2017-05-09 22:15 | 12061 | 142.25 | 23.8317 | 17.775 | 0 | 17.9829 | 1264143.4163 | 121441.4653 | 0 | 26336.4272 | 95105.038 | 23.7329 | 23.8329 | 23.7329 | 23.8329 | 0.25 | 900 | 0.1027 | 134.935 | 0.0034645
2017-05-09 22:30 | 12062 | 142.5 | 23.8167 | 17.75 | 0 | 2.182 | 1009469.0009 | 95377.9428 | 0 | 4505.7065 | 90872.2363 | 23.7314 | 23.8314 | 23.7314 | 23.8314 | 0.25 | 900 | 0.1006 | 105.9755 | 0.0026653
2017-05-09 22:45 | 12063 | 142.75 | 23.7777 | 17.725 | 0 | 1.4222 | 1009469.0009 | 90000 | 0 | 0 | 90000 | 23.73 | 23.83 | 23.73 | 23.83 | 0.25 | 900 | 0.0985 | 100 | 0.0024625
2017-05-09 23:00 | 12064 | 143 | 23.7299 | 17.7 | 10.714 | 0 | 1009469.0009 | 90000 | 0 | 0 | 90000 | 23.7285 | 23.8285 | 23.7285 | 23.8285 | 0.25 | 900 | 0.0964 | 100 | 0.00241
2017-05-09 23:15 | 12065 | 143.25 | 23.7273 | 17.475 | 134.5279 | 0 | 1009469.0009 | 93264.7735 | 2942.6572 | 0 | 90322.1163 | 23.727 | 23.827 | 23.727 | 23.827 | 0.25 | 900 | 0.10086 | 103.6275 | 0.0026131
2017-05-09 23:30 | 12066 | 143.5 | 23.7213 | 17.25 | 149.2444 | 0 | 787730.259 | 128830.1877 | 34991.3745 | 0 | 93838.8132 | 23.7254 | 23.8254 | 23.7254 | 23.8254 | 0.25 | 900 | 0.10533 | 143.1447 | 0.0037694
2017-05-09 23:45 | 12067 | 143.75 | 23.7198 | 17.025 | 168.7547 | 0 | 787730.259 | 133629.1473 | 39307.0794 | 0 | 94322.0679 | 23.7236 | 23.8236 | 23.7236 | 23.8236 | 0.25 | 900 | 0.1098 | 148.4768 | 0.0040755
2017-05-10 | 12068 | 144 | 23.7142 | 16.8 | 200.9589 | 0 | 787730.259 | 139900.8483 | 44947.1579 | 0 | 94953.6905 | 23.7218 | 23.8218 | 23.7218 | 23.8218 | 0.25 | 900 | 0.1098 | 155.4454 | 0.0042668

## Details_2025-06-08
datetime | Unnamed: 0 | sim_time | Zone Air Temperature,LIVING_UNIT1 | Site Outdoor Air Drybulb Temperature,ENVIRONMENT | Zone Air System Sensible Heating Rate,LIVING_UNIT1 | Zone Air System Sensible Cooling Rate,LIVING_UNIT1 | Electricity:Building | Electricity:HVAC | Heating:Electricity | Cooling:Electricity | Fans:Electricity | Zone Thermostat Heating Setpoint Temperature,LIVING_UNIT1 | Zone Thermostat Cooling Setpoint Temperature,LIVING_UNIT1 | Zone Temperature Control,Heating Setpoint,LIVING_UNIT1 | Zone Temperature Control,Cooling Setpoint,LIVING_UNIT1 | dt_hours | dt_seconds | current_price | P_total_W | step_cost_real
2017-06-08 | 15504.5 | 120.0625 | 24.0485 | 16.7625 | 0 | 302.5207 | 787730.259 | 199629.224 | 0 | 40967.759 | 53104.5267 | 23.9484 | 24.0484 | 23.9484 | 24.0484 | 0.125 | 450 | 0.10191 | 104.5248 | 0.0012427
2017-06-08 00:15 | 15506.5 | 120.3125 | 24.0453 | 16.4875 | 0 | 227.0942 | 700496.6146 | 174908.5327 | 0 | 70886.894 | 104021.6387 | 23.9452 | 24.0452 | 23.9452 | 24.0452 | 0.125 | 450 | 0.095333 | 194.3428 | 0.0023276
2017-06-08 00:30 | 15508.5 | 120.5625 | 24.0419 | 16.2125 | 0 | 170.3023 | 613262.9701 | 152835.3902 | 0 | 52461.3706 | 100374.0196 | 23.9418 | 24.0418 | 23.9418 | 24.0418 | 0.125 | 450 | 0.088755 | 169.8171 | 0.0018913
2017-06-08 00:45 | 15510.5 | 120.8125 | 24.0384 | 15.9375 | 0 | 117.2414 | 613262.9701 | 135456.0158 | 0 | 37953.3936 | 97502.6222 | 23.9383 | 24.0383 | 23.9383 | 24.0383 | 0.125 | 450 | 0.082178 | 150.5067 | 0.0015525
2017-06-08 01:00 | 15512.5 | 121.0625 | 24.0347 | 15.75 | 0 | 66.6302 | 613262.9701 | 119066.1179 | 0 | 24270.3185 | 94795.7994 | 23.9346 | 24.0346 | 23.9346 | 24.0346 | 0.125 | 450 | 0.0756 | 132.2957 | 0.0012557
2017-06-08 01:15 | 15514 | 121.25 | 24.0328 | 15.7 | 0 | 32.8522 | 613262.9701 | 111218.4904 | 0 | 17718.3209 | 93500.1695 | 23.9328 | 24.0328 | 23.9328 | 24.0328 | 0.25 | 900 | 0.074027 | 123.5761 | 0.002287
2017-06-08 01:30 | 15515 | 121.5 | 24.0155 | 15.6 | 0 | 22.2121 | 562337.4017 | 95774.5288 | 0 | 4822.271 | 90952.2578 | 23.929 | 24.029 | 23.929 | 24.029 | 0.25 | 900 | 0.072455 | 106.4161 | 0.0019276
2017-06-08 01:45 | 15516 | 121.75 | 23.9737 | 15.5 | 0 | 22.0773 | 562337.4017 | 90000 | 0 | 0 | 90000 | 23.9252 | 24.0252 | 23.9252 | 24.0252 | 0.25 | 900 | 0.070883 | 100 | 0.0017721
2017-06-08 02:00 | 15517.5 | 122.0625 | 23.9155 | 15.5875 | 55.3802 | 10.949 | 562337.4017 | 90000 | 0 | 0 | 90000 | 23.9195 | 24.0195 | 23.9195 | 24.0195 | 0.125 | 450 | 0.06931 | 100 | 0.00086637
2017-06-08 02:15 | 15519.5 | 122.3125 | 23.9164 | 15.9625 | 69.8952 | 0 | 554045.36 | 104000.7164 | 12593.6649 | 0 | 91407.0515 | 23.9158 | 24.0158 | 23.9158 | 24.0158 | 0.125 | 450 | 0.067167 | 115.5564 | 0.0009615
2017-06-08 02:30 | 15521.5 | 122.5625 | 23.9137 | 16.3375 | 114.7804 | 0 | 545753.3182 | 121336.145 | 28193.5224 | 0 | 93142.6226 | 23.9123 | 24.0123 | 23.9123 | 24.0123 | 0.125 | 450 | 0.065025 | 134.8179 | 0.0010938
2017-06-08 02:45 | 15523.5 | 122.8125 | 23.9114 | 16.7125 | 146.6323 | 0 | 545753.3182 | 127740.7034 | 33969.7786 | 0 | 93770.9248 | 23.909 | 24.009 | 23.909 | 24.009 | 0.125 | 450 | 0.062883 | 141.9341 | 0.0011139
2017-06-08 03:00 | 15525 | 123 | 23.9104 | 16.9 | 168.7668 | 0 | 545753.3182 | 130810.5497 | 36739.8423 | 0 | 94070.7075 | 23.9074 | 24.0074 | 23.9074 | 24.0074 | 0.25 | 900 | 0.06074 | 145.3451 | 0.0022071
2017-06-08 03:15 | 15526 | 123.25 | 23.9101 | 16.85 | 193.9614 | 0 | 545753.3182 | 139510.5293 | 44589.7977 | 0 | 94920.7316 | 23.9045 | 24.0045 | 23.9045 | 24.0045 | 0.25 | 900 | 0.057968 | 155.0117 | 0.0022464
2017-06-08 03:30 | 15527 | 123.5 | 23.9056 | 16.8 | 216.4454 | 0 | 533363.667 | 148252.4554 | 52460.1384 | 0 | 95792.3171 | 23.9015 | 24.0015 | 23.9015 | 24.0015 | 0.25 | 900 | 0.055195 | 164.725 | 0.002273
2017-06-08 03:45 | 15528 | 123.75 | 23.9021 | 16.75 | 253.6957 | 0 | 533363.667 | 154738.1024 | 58297.8202 | 0 | 96440.2822 | 23.8985 | 23.9985 | 23.8985 | 23.9985 | 0.25 | 900 | 0.052422 | 171.9312 | 0.0022533
2017-06-08 04:00 | 15529 | 124 | 23.8999 | 16.7 | 285.7293 | 0 | 533363.667 | 165463.805 | 67952.9164 | 0 | 97510.8885 | 23.8956 | 23.9956 | 23.8956 | 23.9956 | 0.25 | 900 | 0.04965 | 183.8487 | 0.002282
2017-06-08 04:15 | 15530 | 124.25 | 23.9015 | 16.825 | 303.6193 | 0 | 533363.667 | 174728.9033 | 76291.8124 | 0 | 98437.0909 | 23.8926 | 23.9926 | 23.8926 | 23.9926 | 0.25 | 900 | 0.047403 | 194.1432 | 0.0023007
2017-06-08 04:30 | 15531 | 124.5 | 23.9002 | 16.95 | 315.9217 | 0 | 566989.6412 | 179341.0066 | 80455.2944 | 0 | 98885.7123 | 23.8897 | 23.9897 | 23.8897 | 23.9897 | 0.25 | 900 | 0.045155 | 199.2678 | 0.0022495
2017-06-08 04:45 | 15532 | 124.75 | 23.8919 | 17.075 | 171.911 | 0 | 566989.6412 | 182252.5435 | 83088.1162 | 0 | 99164.4273 | 23.8869 | 23.9869 | 23.8869 | 23.9869 | 0.25 | 900 | 0.042907 | 202.5028 | 0.0021722
2017-06-08 05:00 | 15533 | 125 | 23.8863 | 17.2 | 106.5118 | 0 | 566989.6412 | 141120.136 | 46047.7767 | 0 | 95072.3593 | 23.8841 | 23.9841 | 23.8841 | 23.9841 | 0.25 | 900 | 0.04066 | 156.8002 | 0.0015939
2017-06-08 05:15 | 15534 | 125.25 | 23.904 | 17.1 | 0 | 9.1701 | 566989.6412 | 122263.9614 | 29066.3012 | 0 | 93197.6602 | 23.8815 | 23.9815 | 23.8815 | 23.9815 | 0.25 | 900 | 0.036945 | 135.8488 | 0.0012547
2017-06-08 05:30 | 15535 | 125.5 | 23.9797 | 17 | 0 | 12.2117 | 696064.4026 | 90000 | 0 | 0 | 90000 | 23.8788 | 23.9788 | 23.8788 | 23.9788 | 0.25 | 900 | 0.03323 | 100 | 0.00083075
2017-06-08 05:45 | 15536.5 | 125.8125 | 23.9749 | 16.85 | 0 | 245.9261 | 696064.4026 | 121917.2747 | 0 | 26639.1567 | 95278.118 | 23.8747 | 23.9747 | 23.8747 | 23.9747 | 0.125 | 450 | 0.029515 | 135.4636 | 0.00049105
2017-06-08 06:00 | 15538.5 | 126.0625 | 23.972 | 16.95 | 0 | 317.388 | 696064.4026 | 158996.5669 | 0 | 57592.0774 | 101404.4894 | 23.8719 | 23.9719 | 23.8719 | 23.9719 | 0.125 | 450 | 0.0258 | 176.6629 | 0.0005685
2017-06-08 06:15 | 15540.5 | 126.3125 | 23.9692 | 17.25 | 0 | 393.7823 | 764314.0969 | 180995.307 | 0 | 75967.9923 | 105027.3147 | 23.8692 | 23.9692 | 23.8692 | 23.9692 | 0.125 | 450 | 0.020005 | 201.1059 | 0.00049977
2017-06-08 06:30 | 15542 | 126.5 | 23.9679 | 17.4 | 0 | 410.6329 | 832563.7912 | 197832.0298 | 0 | 90030.1431 | 107801.8866 | 23.8679 | 23.9679 | 23.8679 | 23.9679 | 0.25 | 900 | 0.01421 | 219.8134 | 0.00078089
2017-06-08 06:45 | 15543.5 | 126.8125 | 23.969 | 17.85 | 0 | 510.9751 | 832563.7912 | 219497.4162 | 0 | 108151.7633 | 111345.6529 | 23.8643 | 23.9643 | 23.8643 | 23.9643 | 0.125 | 450 | 0.008415 | 243.886 | 0.000256
2017-06-08 07:00 | 15545 | 127 | 23.9633 | 18 | 0 | 517.27 | 832563.7912 | 226363.0446 | 0 | 113895.6696 | 112467.375 | 23.8632 | 23.9632 | 23.8632 | 23.9632 | 0.25 | 900 | 0.00262 | 251.5145 | 0.00016474
2017-06-08 07:15 | 15546 | 127.25 | 23.9538 | 17.975 | 0 | 544.2314 | 832563.7912 | 252600.6459 | 0 | 135842.5619 | 116758.084 | 23.8611 | 23.9611 | 23.8611 | 23.9611 | 0.25 | 900 | 0.001965 | 280.6674 | 0.00013788
2017-06-08 07:30 | 15547 | 127.5 | 23.9507 | 17.95 | 0 | 563.8142 | 917156.0991 | 254759.5206 | 0 | 137670.7244 | 117088.7963 | 23.859 | 23.959 | 23.859 | 23.959 | 0.25 | 900 | 0.00131 | 283.0661 | 9.2704e-05
2017-06-08 07:45 | 15548 | 127.75 | 23.9442 | 17.925 | 0 | 561.2747 | 917156.0991 | 261362.8303 | 0 | 143206.0599 | 118156.7704 | 23.857 | 23.957 | 23.857 | 23.957 | 0.25 | 900 | 0.000655 | 290.4031 | 4.7554e-05
2017-06-08 08:00 | 15549 | 128 | 23.9461 | 17.9 | 0 | 529.8465 | 917156.0991 | 261872.0127 | 0 | 143656.6881 | 118215.3246 | 23.8549 | 23.9549 | 23.8549 | 23.9549 | 0.25 | 900 | 0 | 290.9689 | 0
2017-06-08 08:15 | 15550 | 128.25 | 23.95 | 18.15 | 0 | 389.3733 | 917156.0991 | 253132.085 | 0 | 136370.4339 | 116761.651 | 23.8528 | 23.9528 | 23.8528 | 23.9528 | 0.25 | 900 | -0.000125 | 281.2579 | -8.7893e-06
2017-06-08 08:30 | 15551.5 | 128.5625 | 23.9517 | 18.525 | 0 | 447.9385 | 802160.3193 | 211479.3823 | 0 | 101569.6214 | 109909.7609 | 23.8501 | 23.9501 | 23.8501 | 23.9501 | 0.125 | 450 | -0.00025 | 234.9771 | -7.3432e-06
2017-06-08 08:45 | 15554 | 128.8333 | 23.9479 | 18.8167 | 0 | 536.9063 | 802160.3193 | 235894.9417 | 0 | 122002.8699 | 113892.0718 | 23.8482 | 23.9482 | 23.8482 | 23.9482 | 0.083333 | 300 | -0.000375 | 262.1055 | -8.1908e-06
2017-06-08 09:00 | 15557.5 | 129.0938 | 23.9462 | 19.05 | 0 | 569.185 | 802160.3193 | 263724.834 | 0 | 145292.7753 | 118432.0587 | 23.8467 | 23.9467 | 23.8467 | 23.9467 | 0.0625 | 225 | -0.0005 | 293.0276 | -9.1451e-06
2017-06-08 09:15 | 15561 | 129.3333 | 23.9449 | 19.2333 | 0 | 541.0203 | 771066.7969 | 271922.6796 | 0 | 152160.0228 | 119762.6568 | 23.8455 | 23.9455 | 23.8455 | 23.9455 | 0.083333 | 300 | -0.000875 | 302.1363 | -2.2031e-05
2017-06-08 09:30 | 15563.5 | 129.5625 | 23.9437 | 19.4 | 0 | 545.9286 | 755520.0357 | 266862.4608 | 0 | 147934.8114 | 118927.6494 | 23.8445 | 23.9445 | 23.8445 | 23.9445 | 0.125 | 450 | -0.00125 | 296.5138 | -4.6406e-05
2017-06-08 09:45 | 15565 | 129.75 | 23.9431 | 19.5 | 0 | 560.0074 | 755520.0357 | 260301.8709 | 0 | 142451.0371 | 117850.8338 | 23.8439 | 23.9439 | 23.8439 | 23.9439 | 0.25 | 900 | -0.001625 | 289.2243 | -0.0001175
2017-06-08 10:00 | 15566.5 | 130.0625 | 23.9452 | 19.6875 | 0 | 659.4114 | 755520.0357 | 279567.5489 | 0 | 158576.5817 | 120990.9673 | 23.8424 | 23.9424 | 23.8424 | 23.9424 | 0.125 | 450 | -0.002 | 310.6306 | -7.7524e-05
2017-06-08 10:15 | 15568 | 130.25 | 23.9412 | 19.675 | 0 | 677.6997 | 755520.0357 | 286786.347 | 0 | 164619.0063 | 122167.3407 | 23.842 | 23.942 | 23.842 | 23.942 | 0.25 | 900 | -0.00346 | 318.6515 | -0.00027563
2017-06-08 10:30 | 15569 | 130.5 | 23.9455 | 19.65 | 0 | 742.9525 | 771370.9002 | 314073.1337 | 0 | 187457.4425 | 126615.6912 | 23.8411 | 23.9411 | 23.8411 | 23.9411 | 0.25 | 900 | -0.00492 | 348.9701 | -0.00042923
2017-06-08 10:45 | 15570 | 130.75 | 23.9438 | 19.625 | 0 | 809.811 | 771370.9002 | 338658.4357 | 0 | 199911.2587 | 138747.1769 | 23.8401 | 23.9401 | 23.8401 | 23.9401 | 0.25 | 900 | -0.00638 | 376.2872 | -0.00060018
2017-06-08 11:00 | 15571 | 131 | 23.9398 | 19.6 | 0 | 840.844 | 771370.9002 | 359508.6517 | 0 | 217365.9846 | 142142.6671 | 23.8392 | 23.9392 | 23.8392 | 23.9392 | 0.25 | 900 | -0.00784 | 399.4541 | -0.00078293
2017-06-08 11:15 | 15572 | 131.25 | 23.9364 | 19.775 | 0 | 863.1726 | 771370.9002 | 369643.169 | 0 | 225861.1657 | 143782.0032 | 23.8383 | 23.9383 | 23.8383 | 23.9383 | 0.25 | 900 | -0.010805 | 410.7146 | -0.0011094
2017-06-08 11:30 | 15574 | 131.5833 | 23.9333 | 20.0667 | 0 | 932.8355 | 784741.6695 | 382815.5795 | 0 | 236915.577 | 145900.0025 | 23.8369 | 23.9369 | 23.8369 | 23.9369 | 0.083333 | 300 | -0.01377 | 425.3506 | -0.00048809
2017-06-08 11:45 | 15577.5 | 131.8438 | 23.9351 | 20.2563 | 0 | 979.7843 | 784741.6695 | 405655.3133 | 0 | 256075.7572 | 149579.5561 | 23.8362 | 23.9362 | 23.8362 | 23.9362 | 0.0625 | 225 | -0.016735 | 450.7281 | -0.00047091
2017-06-08 12:00 | 15585 | 132.1136 | 23.9347 | 20.9136 | 0 | 1051.0624 | 784741.6695 | 423313.0789 | 0 | 270904.5405 | 152408.5384 | 23.8355 | 23.9355 | 23.8355 | 23.9355 | 0.022727 | 81.8182 | -0.0197 | 470.3479 | -0.00021073
2017-06-08 12:15 | 15594 | 132.3571 | 23.9338 | 21.5536 | 0 | 1114.5122 | 775971.9385 | 442687.1336 | 0 | 291757.7903 | 150929.3433 | 23.8354 | 23.9354 | 23.8354 | 23.9354 | 0.035714 | 128.5714 | -0.024598 | 491.8746 | -0.0004323
2017-06-08 12:30 | 15600.5 | 132.6042 | 23.9332 | 22.2125 | 0 | 1176.0375 | 774510.3167 | 465270.9805 | 0 | 314015.1294 | 151255.8512 | 23.8355 | 23.9355 | 23.8355 | 23.9355 | 0.041667 | 150 | -0.029495 | 516.9678 | -0.0006364
2017-06-08 12:45 | 15606.5 | 132.8542 | 23.9331 | 22.8875 | 0 | 1248.5051 | 774510.3167 | 490795.8752 | 0 | 336262.4842 | 154533.3911 | 23.8361 | 23.9361 | 23.8361 | 23.9361 | 0.041667 | 150 | -0.034392 | 545.3288 | -0.00078284
2017-06-08 13:00 | 15612.5 | 133.1042 | 23.9336 | 23.2708 | 0 | 1313.849 | 774510.3167 | 519746.1092 | 0 | 360983.158 | 158762.9512 | 23.837 | 23.937 | 23.837 | 23.937 | 0.041667 | 150 | -0.03929 | 577.4957 | -0.0009472
2017-06-08 13:15 | 15617 | 133.3333 | 23.933 | 23.5417 | 0 | 1271.5704 | 765537.0885 | 539354.6583 | 0 | 377660.0048 | 161694.6535 | 23.8379 | 23.9379 | 23.8379 | 23.9379 | 0.083333 | 300 | -0.042445 | 599.283 | -0.0021197
2017-06-08 13:30 | 15621 | 133.6 | 23.9358 | 23.91 | 0 | 1259.801 | 761050.4743 | 527814.2369 | 0 | 368183.9361 | 159630.3007 | 23.8393 | 23.9393 | 23.8393 | 23.9393 | 0.05 | 180 | -0.0456 | 586.4603 | -0.0013371
2017-06-08 13:45 | 15626.5 | 133.8542 | 23.9384 | 24.2458 | 0 | 1293.3367 | 761050.4743 | 527919.8002 | 0 | 368483.7784 | 159436.0218 | 23.8408 | 23.9408 | 23.8408 | 23.9408 | 0.041667 | 150 | -0.048755 | 586.5776 | -0.001192
2017-06-08 14:00 | 15632.5 | 134.1042 | 23.9403 | 24.0917 | 0 | 1323.1544 | 761050.4743 | 539097.6653 | 0 | 378107.8903 | 160989.7749 | 23.8425 | 23.9425 | 23.8425 | 23.9425 | 0.041667 | 150 | -0.05191 | 598.9974 | -0.0012966
2017-06-08 14:15 | 15638 | 134.35 | 23.9416 | 23.85 | 0 | 1351.0102 | 764701.9982 | 546523.2798 | 0 | 384262.3249 | 162260.9549 | 23.8439 | 23.9439 | 23.8439 | 23.9439 | 0.05 | 180 | -0.05176 | 607.2481 | -0.0015716
2017-06-08 14:30 | 15642 | 134.5833 | 23.942 | 23.6333 | 0 | 1374.3098 | 765614.8792 | 552737.0132 | 0 | 389350.8206 | 163386.1927 | 23.8452 | 23.9452 | 23.8452 | 23.9452 | 0.083333 | 300 | -0.05161 | 614.1522 | -0.0026414
2017-06-08 14:45 | 15645 | 134.8333 | 23.9429 | 23.3833 | 0 | 1407.5024 | 765614.8792 | 559631.8326 | 0 | 394989.6417 | 164642.1909 | 23.8464 | 23.9464 | 23.8464 | 23.9464 | 0.083333 | 300 | -0.05146 | 621.8131 | -0.0026665
2017-06-08 15:00 | 15647.5 | 135.0625 | 23.9433 | 23.35 | 0 | 1442.6299 | 765614.8792 | 567196.9996 | 0 | 401222.842 | 165974.1577 | 23.8474 | 23.9474 | 23.8474 | 23.9474 | 0.125 | 450 | -0.05131 | 630.2189 | -0.0040395
2017-06-08 15:15 | 15649 | 135.25 | 23.943 | 23.4 | 0 | 1463.7424 | 765614.8792 | 572531.7477 | 0 | 405633.8355 | 166897.9122 | 23.8479 | 23.9479 | 23.8479 | 23.9479 | 0.25 | 900 | -0.047475 | 636.1464 | -0.0075503
2017-06-08 15:30 | 15650 | 135.5 | 23.9414 | 23.5 | 0 | 1486.82 | 833027.0814 | 588337.0079 | 0 | 419016.8583 | 169320.1496 | 23.849 | 23.949 | 23.849 | 23.949 | 0.25 | 900 | -0.04364 | 653.7078 | -0.007132
2017-06-08 15:45 | 15651 | 135.75 | 23.9423 | 23.6 | 0 | 1483.7265 | 833027.0814 | 597424.9048 | 0 | 426756.2616 | 170668.6433 | 23.8502 | 23.9502 | 23.8502 | 23.9502 | 0.25 | 900 | -0.039805 | 663.8054 | -0.0066057
2017-06-08 16:00 | 15652 | 136 | 23.9436 | 23.7 | 0 | 1474.5867 | 833027.0814 | 598283.6204 | 0 | 427571.9871 | 170711.6333 | 23.8514 | 23.9514 | 23.8514 | 23.9514 | 0.25 | 900 | -0.03597 | 664.7596 | -0.0059779
2017-06-08 16:15 | 15653 | 136.25 | 23.9432 | 23.5 | 0 | 1518.6263 | 833027.0814 | 597975.982 | 0 | 427419.3265 | 170556.6555 | 23.8527 | 23.9527 | 23.8527 | 23.9527 | 0.25 | 900 | -0.029552 | 664.4178 | -0.0049088
2017-06-08 16:30 | 15654 | 136.5 | 23.9442 | 23.3 | 0 | 1500.7397 | 1054199.8844 | 611951.8773 | 0 | 439056.3646 | 172895.5127 | 23.8539 | 23.9539 | 23.8539 | 23.9539 | 0.25 | 900 | -0.023135 | 679.9465 | -0.0039326
2017-06-08 16:45 | 15655 | 136.75 | 23.9441 | 23.1 | 0 | 1421.7582 | 1054199.8844 | 606168.1289 | 0 | 434064.4901 | 172103.6388 | 23.8549 | 23.9549 | 23.8549 | 23.9549 | 0.25 | 900 | -0.016717 | 673.5201 | -0.0028149
2017-06-08 17:00 | 15656 | 137 | 23.9446 | 22.9 | 0 | 1329.5488 | 1054199.8844 | 581217.5757 | 0 | 412961.7558 | 168255.8199 | 23.8558 | 23.9558 | 23.8558 | 23.9558 | 0.25 | 900 | -0.0103 | 645.7973 | -0.0016629
2017-06-08 17:15 | 15657 | 137.25 | 23.9484 | 22.75 | 0 | 1354.7614 | 1054199.8844 | 552916.8889 | 0 | 389071.9845 | 163844.9044 | 23.8566 | 23.9566 | 23.8566 | 23.9566 | 0.25 | 900 | -0.0070825 | 614.3521 | -0.0010878
2017-06-08 17:30 | 15658 | 137.5 | 23.95 | 22.6 | 0 | 1295.128 | 1330183.6065 | 562766.2673 | 0 | 397308.9829 | 165457.2844 | 23.8573 | 23.9573 | 23.8573 | 23.9573 | 0.25 | 900 | -0.003865 | 625.2959 | -0.00060419
2017-06-08 17:45 | 15659 | 137.75 | 23.9513 | 22.45 | 0 | 1223.9061 | 1330183.6065 | 546730.1905 | 0 | 383812.9469 | 162917.2436 | 23.858 | 23.958 | 23.858 | 23.958 | 0.25 | 900 | -0.0006475 | 607.478 | -9.8335e-05
2017-06-08 18:00 | 15660 | 138 | 23.9526 | 22.3 | 0 | 1136.3911 | 1330183.6065 | 526766.189 | 0 | 367021.0998 | 159745.0892 | 23.8585 | 23.9585 | 23.8585 | 23.9585 | 0.25 | 900 | 0.00257 | 585.2958 | 0.00037605
2017-06-08 18:15 | 15661 | 138.25 | 23.9519 | 22.025 | 0 | 1155.6167 | 1330183.6065 | 500820.7734 | 0 | 345202.9107 | 155617.8627 | 23.8588 | 23.9588 | 23.8588 | 23.9588 | 0.25 | 900 | 0.011832 | 556.4675 | 0.0016461
2017-06-08 18:30 | 15662 | 138.5 | 23.953 | 21.75 | 0 | 1066.6601 | 1419081.7863 | 509255.7167 | 0 | 352200.9042 | 157054.8125 | 23.859 | 23.959 | 23.859 | 23.959 | 0.25 | 900 | 0.021095 | 565.8397 | 0.0029841
2017-06-08 18:45 | 15663 | 138.75 | 23.9538 | 21.475 | 0 | 1030.8272 | 1419081.7863 | 480433.222 | 0 | 327896.2831 | 152536.9389 | 23.8591 | 23.9591 | 23.8591 | 23.9591 | 0.25 | 900 | 0.030357 | 533.8147 | 0.0040513
2017-06-08 19:00 | 15664.5 | 139.0625 | 23.9555 | 20.925 | 0 | 926.692 | 1419081.7863 | 458332.5662 | 0 | 309194.653 | 149137.9132 | 23.8588 | 23.9588 | 23.8588 | 23.9588 | 0.125 | 450 | 0.03962 | 509.2584 | 0.0025259
2017-06-08 19:15 | 15666.5 | 139.3125 | 23.957 | 20.375 | 0 | 844.9647 | 1405628.6436 | 433383.7208 | 0 | 288196.775 | 145186.9458 | 23.8584 | 23.9584 | 23.8584 | 23.9584 | 0.125 | 450 | 0.048965 | 481.5375 | 0.0029539
2017-06-08 19:30 | 15668.5 | 139.5625 | 23.9567 | 19.825 | 0 | 755.6087 | 1392175.501 | 401877.5461 | 0 | 261742.4045 | 140135.1416 | 23.8577 | 23.9577 | 23.8577 | 23.9577 | 0.125 | 450 | 0.05831 | 446.5306 | 0.0032638
2017-06-08 19:45 | 15670.5 | 139.8125 | 23.956 | 19.275 | 0 | 669.548 | 1392175.501 | 368512.4199 | 0 | 233729.0676 | 134783.3523 | 23.8566 | 23.9566 | 23.8566 | 23.9566 | 0.125 | 450 | 0.067655 | 409.4582 | 0.003473
2017-06-08 20:00 | 15672.5 | 140.0625 | 23.9549 | 18.7875 | 0 | 602.9735 | 1392175.501 | 335213.8477 | 0 | 205766.8479 | 129446.9998 | 23.8553 | 23.9553 | 23.8553 | 23.9553 | 0.125 | 450 | 0.077 | 372.4598 | 0.003597
2017-06-08 20:15 | 15674.5 | 140.3125 | 23.9535 | 18.3625 | 0 | 557.4279 | 1384885.2558 | 308682.3711 | 0 | 183482.5933 | 125199.7778 | 23.8537 | 23.9537 | 23.8537 | 23.9537 | 0.125 | 450 | 0.090435 | 342.9804 | 0.0038852
2017-06-08 20:30 | 15676.5 | 140.5625 | 23.9519 | 17.9375 | 0 | 519.2765 | 1377595.0107 | 290217.6904 | 0 | 167974.7633 | 122242.927 | 23.8519 | 23.9519 | 23.8519 | 23.9519 | 0.125 | 450 | 0.10387 | 322.4641 | 0.0041953
2017-06-08 20:45 | 15678.5 | 140.8125 | 23.95 | 17.5125 | 0 | 488.9717 | 1377595.0107 | 274939.4702 | 0 | 155150.7284 | 119788.7418 | 23.8498 | 23.9498 | 23.8498 | 23.9498 | 0.125 | 450 | 0.11731 | 305.4883 | 0.0044864
2017-06-08 21:00 | 15680.5 | 141.0625 | 23.9478 | 17.2875 | 0 | 452.4349 | 1377595.0107 | 262909.614 | 0 | 145060.3336 | 117849.2805 | 23.8475 | 23.9475 | 23.8475 | 23.9475 | 0.125 | 450 | 0.13074 | 292.1218 | 0.0047808
2017-06-08 21:15 | 15682 | 141.25 | 23.9467 | 17.275 | 0 | 424.5593 | 1377595.0107 | 257297.0837 | 0 | 140354.3662 | 116942.7175 | 23.8464 | 23.9464 | 23.8464 | 23.9464 | 0.25 | 900 | 0.11943 | 285.8856 | 0.0085362
2017-06-08 21:30 | 15683 | 141.5 | 23.9474 | 17.25 | 0 | 378.1464 | 1264143.4163 | 241851.7474 | 0 | 127405.367 | 114446.3803 | 23.844 | 23.944 | 23.844 | 23.944 | 0.25 | 900 | 0.10813 | 268.7242 | 0.0072643
2017-06-08 21:45 | 15684 | 141.75 | 23.9423 | 17.225 | 0 | 360.5125 | 1264143.4163 | 224044.8035 | 0 | 112474.416 | 111570.3875 | 23.8416 | 23.9416 | 23.8416 | 23.9416 | 0.25 | 900 | 0.096825 | 248.9387 | 0.0060259
2017-06-08 22:00 | 15685 | 142 | 23.9339 | 17.2 | 0 | 327.4202 | 1264143.4163 | 218285.6424 | 0 | 107651.0218 | 110634.6206 | 23.8392 | 23.9392 | 23.8392 | 23.9392 | 0.25 | 900 | 0.08552 | 242.5396 | 0.0051855
2017-06-08 22:15 | 15686 | 142.25 | 23.9382 | 16.925 | 0 | 224.8009 | 1264143.4163 | 207095.5555 | 0 | 98271.7186 | 108823.8369 | 23.8368 | 23.9368 | 23.8368 | 23.9368 | 0.25 | 900 | 0.081882 | 230.1062 | 0.0047104
2017-06-08 22:30 | 15687 | 142.5 | 23.9364 | 16.65 | 0 | 204.9488 | 1009469.0009 | 169269.6284 | 0 | 66534.0512 | 102735.5772 | 23.8343 | 23.9343 | 23.8343 | 23.9343 | 0.25 | 900 | 0.078245 | 188.0774 | 0.003679
2017-06-08 22:45 | 15688 | 142.75 | 23.9339 | 16.375 | 0 | 195.3446 | 1009469.0009 | 161519.2538 | 0 | 60034.7002 | 101484.5536 | 23.8316 | 23.9316 | 23.8316 | 23.9316 | 0.25 | 900 | 0.074608 | 179.4658 | 0.0033474
2017-06-08 23:00 | 15689 | 143 | 23.931 | 16.1 | 0 | 176.2695 | 1009469.0009 | 157308.9818 | 0 | 56504.2916 | 100804.6901 | 23.8288 | 23.9288 | 23.8288 | 23.9288 | 0.25 | 900 | 0.07097 | 174.7878 | 0.0031012
2017-06-08 23:15 | 15690 | 143.25 | 23.9272 | 16.025 | 0 | 117.7477 | 1009469.0009 | 159152.3323 | 0 | 49901.9662 | 109250.3661 | 23.8258 | 23.9258 | 23.8258 | 23.9258 | 0.25 | 900 | 0.063478 | 176.8359 | 0.0028063
2017-06-08 23:30 | 15691 | 143.5 | 23.92 | 15.95 | 0 | 90.1149 | 787730.259 | 137076.5026 | 0 | 31369.3781 | 105707.1245 | 23.8229 | 23.9229 | 23.8229 | 23.9229 | 0.25 | 900 | 0.055985 | 152.3072 | 0.0021317
2017-06-08 23:45 | 15692 | 143.75 | 23.9207 | 15.875 | 0 | 27.7793 | 787730.259 | 126566.0703 | 0 | 22546.1947 | 104019.8756 | 23.8199 | 23.9199 | 23.8199 | 23.9199 | 0.25 | 900 | 0.048493 | 140.629 | 0.0017049
2017-06-09 | 15693 | 144 | 23.9163 | 15.8 | 0 | 20.3466 | 787730.259 | 102715.3943 | 0 | 2522.9221 | 100192.4722 | 23.8168 | 23.9168 | 23.8168 | 23.9168 | 0.25 | 900 | 0.048493 | 114.1282 | 0.0013836

## Details_2025-07-08
datetime | Unnamed: 0 | sim_time | Zone Air Temperature,LIVING_UNIT1 | Site Outdoor Air Drybulb Temperature,ENVIRONMENT | Zone Air System Sensible Heating Rate,LIVING_UNIT1 | Zone Air System Sensible Cooling Rate,LIVING_UNIT1 | Electricity:Building | Electricity:HVAC | Heating:Electricity | Cooling:Electricity | Fans:Electricity | Zone Thermostat Heating Setpoint Temperature,LIVING_UNIT1 | Zone Thermostat Cooling Setpoint Temperature,LIVING_UNIT1 | Zone Temperature Control,Heating Setpoint,LIVING_UNIT1 | Zone Temperature Control,Cooling Setpoint,LIVING_UNIT1 | dt_hours | dt_seconds | current_price | P_total_W | step_cost_real
2017-07-08 | 18064.5 | 120.0625 | 24.0427 | 16.4 | 0 | 303.9835 | 787730.259 | 215113.5985 | 0 | 44381.4119 | 58498.8825 | 23.9444 | 24.0444 | 23.9444 | 24.0444 | 0.125 | 450 | 0.10597 | 114.3114 | 0.0014133
2017-07-08 00:15 | 18066.5 | 120.3125 | 24.0413 | 16.2 | 0 | 244.3766 | 700496.6146 | 192814.2712 | 0 | 77936.8358 | 114877.4355 | 23.941 | 24.041 | 23.941 | 24.041 | 0.125 | 450 | 0.1027 | 214.2381 | 0.0027627
2017-07-08 00:30 | 18068.5 | 120.5625 | 24.0378 | 16 | 0 | 193.8964 | 613262.9701 | 172236.6475 | 0 | 60726.7684 | 111509.8792 | 23.9375 | 24.0375 | 23.9375 | 24.0375 | 0.125 | 450 | 0.099435 | 191.3741 | 0.0023857
2017-07-08 00:45 | 18070.5 | 120.8125 | 24.0342 | 15.8 | 0 | 146.4501 | 613262.9701 | 156775.3742 | 0 | 47790.3287 | 108985.0455 | 23.9339 | 24.0339 | 23.9339 | 24.0339 | 0.125 | 450 | 0.096168 | 174.1949 | 0.002101
2017-07-08 01:00 | 18072 | 121 | 24.0325 | 15.7 | 0 | 114.7997 | 613262.9701 | 148945.407 | 0 | 41237.9684 | 107707.4386 | 23.9321 | 24.0321 | 23.9321 | 24.0321 | 0.25 | 900 | 0.0929 | 165.4949 | 0.0038436
2017-07-08 01:15 | 18073 | 121.25 | 24.0224 | 15.35 | 0 | 77.3773 | 613262.9701 | 133458.026 | 0 | 28271.7 | 105186.326 | 23.9283 | 24.0283 | 23.9283 | 24.0283 | 0.25 | 900 | 0.084925 | 148.2867 | 0.0031483
2017-07-08 01:30 | 18074.5 | 121.5625 | 23.9937 | 14.825 | 0 | 28.9379 | 562337.4017 | 100190.6041 | 0 | 7413.7026 | 92776.9016 | 23.9223 | 24.0223 | 23.9223 | 24.0223 | 0.125 | 450 | 0.07695 | 111.3229 | 0.001078
2017-07-08 01:45 | 18076.5 | 121.8125 | 23.9314 | 14.475 | 13.2456 | 14.8457 | 562337.4017 | 90000 | 0 | 0 | 90000 | 23.9182 | 24.0182 | 23.9182 | 24.0182 | 0.125 | 450 | 0.068975 | 100 | 0.00086219
2017-07-08 02:00 | 18078.5 | 122.0625 | 23.9147 | 14.3 | 63.456 | 0 | 562337.4017 | 103018.0664 | 11689.0055 | 0 | 91329.0609 | 23.9138 | 24.0138 | 23.9138 | 24.0138 | 0.125 | 450 | 0.061 | 114.4645 | 0.00086544
2017-07-08 02:15 | 18080 | 122.25 | 23.9128 | 14.3 | 76.7766 | 0 | 562337.4017 | 116036.1328 | 23378.011 | 0 | 92658.1218 | 23.9116 | 24.0116 | 23.9116 | 24.0116 | 0.25 | 900 | 0.063945 | 128.929 | 0.0020611
2017-07-08 02:30 | 18081 | 122.5 | 23.9128 | 14.3 | 76.0321 | 0 | 545753.3182 | 118211.6696 | 25331.4395 | 0 | 92880.2301 | 23.9072 | 24.0072 | 23.9072 | 24.0072 | 0.25 | 900 | 0.06689 | 131.3463 | 0.0021964
2017-07-08 02:45 | 18082 | 122.75 | 23.9085 | 14.3 | 100.805 | 0 | 545753.3182 | 122763.0429 | 29418.1468 | 0 | 93344.8961 | 23.9028 | 24.0028 | 23.9028 | 24.0028 | 0.25 | 900 | 0.069835 | 136.4034 | 0.0023814
2017-07-08 03:00 | 18083 | 123 | 23.9035 | 14.3 | 129.455 | 0 | 545753.3182 | 130126.6311 | 36029.96 | 0 | 94096.6711 | 23.8984 | 23.9984 | 23.8984 | 23.9984 | 0.25 | 900 | 0.07278 | 144.5851 | 0.0026307
2017-07-08 03:15 | 18084 | 123.25 | 23.8965 | 14.25 | 158.9036 | 0 | 545753.3182 | 138688.4452 | 43717.6679 | 0 | 94970.7773 | 23.8941 | 23.9941 | 23.8941 | 23.9941 | 0.25 | 900 | 0.073252 | 154.0983 | 0.002822
2017-07-08 03:30 | 18085 | 123.5 | 23.8907 | 14.2 | 196.7823 | 0 | 533363.667 | 147663.7657 | 51773.4126 | 0 | 95890.3531 | 23.8897 | 23.9897 | 23.8897 | 23.9897 | 0.25 | 900 | 0.073725 | 164.0709 | 0.003024
2017-07-08 03:45 | 18086 | 123.75 | 23.8872 | 14.15 | 233.612 | 0 | 533363.667 | 159178.089 | 62107.6353 | 0 | 97070.4537 | 23.8854 | 23.9854 | 23.8854 | 23.9854 | 0.25 | 900 | 0.074197 | 176.8645 | 0.0032807
2017-07-08 04:00 | 18087 | 124 | 23.8835 | 14.1 | 266.8852 | 0 | 533363.667 | 170383.0101 | 72162.7828 | 0 | 98220.2273 | 23.881 | 23.981 | 23.881 | 23.981 | 0.25 | 900 | 0.07467 | 189.3145 | 0.003534
2017-07-08 04:15 | 18088 | 124.25 | 23.8799 | 14.05 | 290.205 | 0 | 533363.667 | 180495.3943 | 81235.8988 | 0 | 99259.4955 | 23.8767 | 23.9767 | 23.8767 | 23.9767 | 0.25 | 900 | 0.075292 | 200.5504 | 0.003775
2017-07-08 04:30 | 18089 | 124.5 | 23.8717 | 14 | 319.4756 | 0 | 566989.6412 | 187644.035 | 87647.5276 | 0 | 99996.5073 | 23.8723 | 23.9723 | 23.8723 | 23.9723 | 0.25 | 900 | 0.075915 | 208.4934 | 0.0039569
2017-07-08 04:45 | 18090 | 124.75 | 23.8659 | 13.95 | 219.0455 | 0 | 566989.6412 | 196493.5015 | 95584.9312 | 0 | 100908.5703 | 23.868 | 23.968 | 23.868 | 23.968 | 0.25 | 900 | 0.076537 | 218.3261 | 0.0041775
2017-07-08 05:00 | 18091.5 | 125.0625 | 23.8486 | 13.95 | 66.013 | 17.3353 | 566989.6412 | 153746.2705 | 57211.3717 | 0 | 96534.8988 | 23.8614 | 23.9614 | 23.8614 | 23.9614 | 0.125 | 450 | 0.07716 | 170.8292 | 0.0016569
2017-07-08 05:15 | 18093.5 | 125.3125 | 23.8956 | 14.05 | 53.6923 | 18.4671 | 631527.0219 | 128841.6094 | 34859.9938 | 0 | 93981.6157 | 23.8571 | 23.9571 | 23.8571 | 23.9571 | 0.125 | 450 | 0.084867 | 143.1573 | 0.001528
2017-07-08 05:30 | 18095.5 | 125.5625 | 23.953 | 14.15 | 0 | 163.9022 | 696064.4026 | 107686.5303 | 12079.5571 | 3546.6174 | 92060.3559 | 23.8528 | 23.9528 | 23.8528 | 23.9528 | 0.125 | 450 | 0.092575 | 119.6517 | 0.0013925
2017-07-08 05:45 | 18097.5 | 125.8125 | 23.9495 | 14.25 | 0 | 259.9776 | 696064.4026 | 126681.6476 | 0 | 30767.3132 | 95914.3344 | 23.8487 | 23.9487 | 23.8487 | 23.9487 | 0.125 | 450 | 0.10028 | 140.7574 | 0.0017382
2017-07-08 06:00 | 18100 | 126.0833 | 23.9448 | 14.65 | 0 | 420.9345 | 696064.4026 | 179421.5559 | 0 | 75001.0093 | 104420.5466 | 23.8439 | 23.9439 | 23.8439 | 23.9439 | 0.083333 | 300 | 0.10799 | 199.3573 | 0.001794
2017-07-08 06:15 | 18103 | 126.3333 | 23.9409 | 15.175 | 0 | 578.7696 | 787063.995 | 227468.9491 | 0 | 115291.5791 | 112177.37 | 23.8401 | 23.9401 | 23.8401 | 23.9401 | 0.083333 | 300 | 0.10952 | 252.7433 | 0.0023067
2017-07-08 06:30 | 18106.5 | 126.5938 | 23.9369 | 15.7438 | 0 | 735.3578 | 832563.7912 | 286629.1379 | 0 | 164894.39 | 121734.7479 | 23.8363 | 23.9363 | 23.8363 | 23.9363 | 0.0625 | 225 | 0.11105 | 318.4768 | 0.0022033
2017-07-08 06:45 | 18110.5 | 126.8438 | 23.9334 | 16.2688 | 0 | 867.1733 | 832563.7912 | 335686.2934 | 0 | 206014.7933 | 129671.5001 | 23.8331 | 23.9331 | 23.8331 | 23.9331 | 0.0625 | 225 | 0.11257 | 372.9848 | 0.0026181
2017-07-08 07:00 | 18114.5 | 127.0938 | 23.9301 | 16.7188 | 0 | 976.8054 | 832563.7912 | 380578.0882 | 0 | 243631.6925 | 136946.3957 | 23.8302 | 23.9302 | 23.8302 | 23.9302 | 0.0625 | 225 | 0.1141 | 422.8645 | 0.0030097
2017-07-08 07:15 | 18118.5 | 127.3438 | 23.927 | 17.1438 | 0 | 1093.4818 | 896008.0221 | 416778.7974 | 0 | 273946.9664 | 142831.831 | 23.8276 | 23.9276 | 23.8276 | 23.9276 | 0.0625 | 225 | 0.11647 | 463.0876 | 0.0033666
2017-07-08 07:30 | 18123 | 127.6 | 23.9241 | 17.59 | 0 | 1223.1787 | 917156.0991 | 456241.5785 | 0 | 306980.2848 | 149261.2937 | 23.8251 | 23.9251 | 23.8251 | 23.9251 | 0.05 | 180 | 0.11885 | 506.9351 | 0.0030125
2017-07-08 07:45 | 18128 | 127.85 | 23.9214 | 18.015 | 0 | 1335.8254 | 917156.0991 | 495488.801 | 0 | 339830.9191 | 155657.8819 | 23.823 | 23.923 | 23.823 | 23.923 | 0.05 | 180 | 0.12122 | 550.5431 | 0.003337
2017-07-08 08:00 | 18133.5 | 128.1042 | 23.9193 | 18.5375 | 0 | 1329.5158 | 917156.0991 | 531935.1877 | 0 | 370315.4675 | 161619.7202 | 23.8211 | 23.9211 | 23.8211 | 23.9211 | 0.041667 | 150 | 0.1236 | 591.0391 | 0.0030504
2017-07-08 08:15 | 18139 | 128.35 | 23.917 | 19.045 | 0 | 1405.394 | 825159.4752 | 529338.2805 | 0 | 368091.9218 | 161246.3586 | 23.8196 | 23.9196 | 23.8196 | 23.9196 | 0.05 | 180 | 0.1177 | 588.1536 | 0.0034613
2017-07-08 08:30 | 18144.5 | 128.6042 | 23.9153 | 19.5875 | 0 | 1509.3007 | 802160.3193 | 554445.6124 | 0 | 389087.5894 | 165358.0229 | 23.8183 | 23.9183 | 23.8183 | 23.9183 | 0.041667 | 150 | 0.1118 | 616.0507 | 0.0028754
2017-07-08 08:45 | 18150.5 | 128.8542 | 23.9136 | 20.1125 | 0 | 1609.7314 | 802160.3193 | 586536.4111 | 0 | 415933.2518 | 170603.1593 | 23.8174 | 23.9174 | 23.8174 | 23.9174 | 0.041667 | 150 | 0.1059 | 651.7071 | 0.0028809
2017-07-08 09:00 | 18156.5 | 129.1042 | 23.9123 | 20.6792 | 0 | 1666.976 | 802160.3193 | 617369.2651 | 0 | 441699.4415 | 175669.8236 | 23.8167 | 23.9167 | 23.8167 | 23.9167 | 0.041667 | 150 | 0.1 | 685.9659 | 0.0028629
2017-07-08 09:15 | 18162 | 129.35 | 23.9105 | 21.235 | 0 | 1756.4368 | 764848.0924 | 634362.399 | 0 | 455866.4747 | 178495.9243 | 23.8164 | 23.9164 | 23.8164 | 23.9164 | 0.05 | 180 | 0.093387 | 704.8471 | 0.0032912
2017-07-08 09:30 | 18167 | 129.6 | 23.9091 | 21.81 | 0 | 1848.6273 | 755520.0357 | 663531.2763 | 0 | 480400.607 | 183130.6693 | 23.8164 | 23.9164 | 23.8164 | 23.9164 | 0.05 | 180 | 0.086775 | 737.257 | 0.0031988
2017-07-08 09:45 | 18172 | 129.85 | 23.9082 | 22.385 | 0 | 1934.4722 | 755520.0357 | 695568.793 | 0 | 507624.286 | 187944.507 | 23.8167 | 23.9167 | 23.8167 | 23.9167 | 0.05 | 180 | 0.080162 | 772.8542 | 0.0030977
2017-07-08 10:00 | 18177 | 130.1 | 23.908 | 22.78 | 0 | 2006.7061 | 755520.0357 | 725637.122 | 0 | 533303.8214 | 192333.3006 | 23.8173 | 23.9173 | 23.8173 | 23.9173 | 0.05 | 180 | 0.07355 | 806.2635 | 0.002965
2017-07-08 10:15 | 18181.5 | 130.3438 | 23.9067 | 23.1125 | 0 | 2070.5304 | 767408.184 | 748251.1899 | 0 | 552585.4917 | 195665.6982 | 23.8181 | 23.9181 | 23.8181 | 23.9181 | 0.0625 | 225 | 0.070332 | 831.3902 | 0.0036528
2017-07-08 10:30 | 18185.5 | 130.5938 | 23.9067 | 23.4625 | 0 | 2120.7683 | 771370.9002 | 770200.3875 | 0 | 571323.1414 | 198877.246 | 23.8191 | 23.9191 | 23.8191 | 23.9191 | 0.0625 | 225 | 0.067115 | 855.7782 | 0.003588
2017-07-08 10:45 | 18189.5 | 130.8438 | 23.9078 | 23.8125 | 0 | 2162.1893 | 771370.9002 | 786983.7767 | 0 | 585738.6668 | 201245.1099 | 23.8204 | 23.9204 | 23.8204 | 23.9204 | 0.0625 | 225 | 0.063897 | 874.4264 | 0.003491
2017-07-08 11:00 | 18193 | 131.0833 | 23.9066 | 24.0667 | 0 | 2195.5418 | 771370.9002 | 798935.6492 | 0 | 596081.6342 | 202854.0149 | 23.8216 | 23.9216 | 23.8216 | 23.9216 | 0.083333 | 300 | 0.06068 | 887.7063 | 0.0044888
2017-07-08 11:15 | 18196 | 131.3333 | 23.9064 | 24.3167 | 0 | 2218.3081 | 780284.7464 | 810867.8976 | 0 | 606392.8255 | 204475.0721 | 23.8232 | 23.9232 | 23.8232 | 23.9232 | 0.083333 | 300 | 0.058658 | 900.9643 | 0.004404
2017-07-08 11:30 | 18199 | 131.5833 | 23.9075 | 24.5667 | 0 | 2230.0436 | 784741.6695 | 819740.3696 | 0 | 614115.2045 | 205625.1651 | 23.8248 | 23.9248 | 23.8248 | 23.9248 | 0.083333 | 300 | 0.056635 | 910.8226 | 0.0042987
2017-07-08 11:45 | 18201.5 | 131.8125 | 23.9057 | 24.775 | 0 | 2244.1326 | 784741.6695 | 824626.5902 | 0 | 618449.6729 | 206176.9174 | 23.8263 | 23.9263 | 23.8263 | 23.9263 | 0.125 | 450 | 0.054613 | 916.2518 | 0.0062536
2017-07-08 12:00 | 18203.5 | 132.0625 | 23.9034 | 24.975 | 0 | 2239.088 | 784741.6695 | 830530.0302 | 0 | 623697.1314 | 206832.8987 | 23.8282 | 23.9282 | 23.8282 | 23.9282 | 0.125 | 450 | 0.05259 | 922.8111 | 0.0060646
2017-07-08 12:15 | 18205.5 | 132.3125 | 23.905 | 25.125 | 0 | 2243.6713 | 779625.9931 | 834683.3172 | 0 | 627422.9023 | 207260.4149 | 23.8302 | 23.9302 | 23.8302 | 23.9302 | 0.125 | 450 | 0.049868 | 927.4259 | 0.0057807
2017-07-08 12:30 | 18207 | 132.5 | 23.9059 | 25.2 | 0 | 2248.9403 | 774510.3167 | 835343.9536 | 0 | 628065.649 | 207278.3046 | 23.8313 | 23.9313 | 23.8313 | 23.9313 | 0.25 | 900 | 0.047145 | 928.1599 | 0.01094
2017-07-08 12:45 | 18208 | 132.75 | 23.8946 | 25.35 | 0 | 2283.327 | 774510.3167 | 837781.9068 | 0 | 630290.5472 | 207491.3596 | 23.8334 | 23.9334 | 23.8334 | 23.9334 | 0.25 | 900 | 0.044422 | 930.8688 | 0.010338
2017-07-08 13:00 | 18209.5 | 133.0625 | 23.9026 | 25.5375 | 0 | 2306.3989 | 774510.3167 | 853926.6809 | 0 | 644160.543 | 209766.1379 | 23.8367 | 23.9367 | 23.8367 | 23.9367 | 0.125 | 450 | 0.0417 | 948.8074 | 0.0049446
2017-07-08 13:15 | 18211.5 | 133.3125 | 23.9126 | 25.6125 | 0 | 2390.9118 | 767780.3955 | 863161.2674 | 0 | 652076.6402 | 211084.6272 | 23.839 | 23.939 | 23.839 | 23.939 | 0.125 | 450 | 0.040872 | 959.0681 | 0.0048975
2017-07-08 13:30 | 18214 | 133.5833 | 23.9199 | 25.7 | 0 | 2468.9333 | 761050.4743 | 883276.6212 | 0 | 669137.1673 | 214139.4539 | 23.8416 | 23.9416 | 23.8416 | 23.9416 | 0.083333 | 300 | 0.040045 | 981.4185 | 0.0032751
2017-07-08 13:45 | 18217.5 | 133.8438 | 23.9284 | 25.7812 | 0 | 2555.2092 | 761050.4743 | 904917.6036 | 0 | 687483.458 | 217434.1456 | 23.8442 | 23.9442 | 23.8442 | 23.9442 | 0.0625 | 225 | 0.039218 | 1005.464 | 0.0024636
2017-07-08 14:00 | 18221 | 134.0833 | 23.9289 | 25.95 | 0 | 2647.044 | 761050.4743 | 927688.6894 | 0 | 704038.4941 | 223650.1952 | 23.8463 | 23.9463 | 23.8463 | 23.9463 | 0.083333 | 300 | 0.03839 | 1030.7652 | 0.0032976
2017-07-08 14:15 | 18224.5 | 134.3438 | 23.932 | 26.1938 | 0 | 2729.3393 | 764473.778 | 963829.4941 | 0 | 730354.9175 | 233474.5766 | 23.849 | 23.949 | 23.849 | 23.949 | 0.0625 | 225 | 0.038965 | 1070.9217 | 0.0026064
2017-07-08 14:30 | 18228.5 | 134.5938 | 23.934 | 26.4187 | 0 | 2799.1253 | 765614.8792 | 991703.0215 | 0 | 753182.7629 | 238520.2586 | 23.8516 | 23.9516 | 23.8516 | 23.9516 | 0.0625 | 225 | 0.03954 | 1101.8922 | 0.0027219
2017-07-08 14:45 | 18232.5 | 134.8438 | 23.935 | 26.6438 | 0 | 2876.7465 | 765614.8792 | 1016601.7217 | 0 | 774539.2389 | 242062.4828 | 23.8543 | 23.9543 | 23.8543 | 23.9543 | 0.0625 | 225 | 0.040115 | 1129.5575 | 0.0028309
2017-07-08 15:00 | 18235 | 135 | 23.935 | 26.7 | 0 | 2893.9597 | 765614.8792 | 1022812.353 | 0 | 779867.1311 | 242945.2219 | 23.8549 | 23.9549 | 23.8549 | 23.9549 | 0.25 | 900 | 0.04069 | 1136.4582 | 0.011561
2017-07-08 15:15 | 18238 | 135.35 | 23.9366 | 26.61 | 0 | 2996.5383 | 819544.641 | 1078311.231 | 0 | 827003.5411 | 251307.6898 | 23.86 | 23.96 | 23.86 | 23.96 | 0.05 | 180 | 0.044823 | 1198.1236 | 0.0026851
2017-07-08 15:30 | 18243 | 135.6 | 23.948 | 26.56 | 0 | 3050.6161 | 833027.0814 | 1066617.0885 | 0 | 818599.7388 | 248017.3497 | 23.8627 | 23.9627 | 23.8627 | 23.9627 | 0.05 | 180 | 0.048955 | 1185.1301 | 0.0029009
2017-07-08 15:45 | 18248 | 135.85 | 23.9518 | 26.51 | 0 | 3082.7329 | 833027.0814 | 1059350.1865 | 0 | 817514.0327 | 241836.1538 | 23.8654 | 23.9654 | 23.8654 | 23.9654 | 0.05 | 180 | 0.053088 | 1177.0558 | 0.0031243
2017-07-08 16:00 | 18251.5 | 136.0625 | 23.9468 | 26.5 | 0 | 3151.7865 | 833027.0814 | 1056605.9391 | 0 | 816233.5832 | 240372.3559 | 23.8673 | 23.9673 | 23.8673 | 23.9673 | 0.125 | 450 | 0.05722 | 1174.0066 | 0.0083982
2017-07-08 16:15 | 18253.5 | 136.3125 | 23.9426 | 26.5 | 0 | 3185.8893 | 943613.4829 | 1066111.5259 | 0 | 824082.2401 | 242029.2857 | 23.8699 | 23.9699 | 23.8699 | 23.9699 | 0.125 | 450 | 0.061547 | 1184.5684 | 0.0091068
2017-07-08 16:30 | 18255.5 | 136.5625 | 23.9455 | 26.5 | 0 | 3200.0951 | 1054199.8844 | 1077010.0081 | 0 | 833181.043 | 243828.9651 | 23.8725 | 23.9725 | 23.8725 | 23.9725 | 0.125 | 450 | 0.065875 | 1196.6778 | 0.0098543
2017-07-08 16:45 | 18257.5 | 136.8125 | 23.9484 | 26.5 | 0 | 3187.6333 | 1054199.8844 | 1072547.9084 | 0 | 829306.4613 | 243241.447 | 23.8751 | 23.9751 | 23.8751 | 23.9751 | 0.125 | 450 | 0.070203 | 1191.7199 | 0.01046
2017-07-08 17:00 | 18261 | 137.1 | 23.9632 | 26.38 | 0 | 3229.1285 | 1054199.8844 | 1061801.5267 | 0 | 820126.4772 | 241675.0495 | 23.8785 | 23.9785 | 23.8785 | 23.9785 | 0.05 | 180 | 0.07453 | 1179.7795 | 0.0043964
2017-07-08 17:15 | 18266 | 137.35 | 23.9701 | 26.23 | 0 | 3256.4742 | 1274986.8621 | 1066820.7716 | 0 | 824096.8252 | 242723.9463 | 23.881 | 23.981 | 23.881 | 23.981 | 0.05 | 180 | 0.076923 | 1185.3564 | 0.004559
2017-07-08 17:30 | 18270.5 | 137.5938 | 23.9717 | 26.0875 | 0 | 3240.3506 | 1330183.6065 | 1065206.9385 | 0 | 822457.1067 | 242749.8318 | 23.8833 | 23.9833 | 23.8833 | 23.9833 | 0.0625 | 225 | 0.079315 | 1183.5633 | 0.0058675
2017-07-08 17:45 | 18274.5 | 137.8438 | 23.9748 | 25.9375 | 0 | 3217.6209 | 1330183.6065 | 1056160.6901 | 0 | 814558.1306 | 241602.5595 | 23.8856 | 23.9856 | 23.8856 | 23.9856 | 0.0625 | 225 | 0.081707 | 1173.5119 | 0.0059938
2017-07-08 18:00 | 18278.5 | 138.0938 | 23.9775 | 25.825 | 0 | 3260.6029 | 1330183.6065 | 1045214.46 | 0 | 805069.1815 | 240145.2785 | 23.8879 | 23.9879 | 23.8879 | 23.9879 | 0.0625 | 225 | 0.0841 | 1161.3494 | 0.0061054
2017-07-08 18:15 | 18282.5 | 138.3438 | 23.9801 | 25.725 | 0 | 3242.686 | 1396857.2413 | 1054481.7351 | 0 | 812732.3819 | 241749.3532 | 23.89 | 23.99 | 23.89 | 23.99 | 0.0625 | 225 | 0.089485 | 1171.6464 | 0.0065511
2017-07-08 18:30 | 18286.5 | 138.5938 | 23.9828 | 25.625 | 0 | 3147.757 | 1419081.7863 | 1051305.2017 | 0 | 809986.8197 | 241318.382 | 23.8921 | 23.9921 | 23.8921 | 23.9921 | 0.0625 | 225 | 0.09487 | 1168.1169 | 0.0069273
2017-07-08 18:45 | 18290.5 | 138.8438 | 23.9855 | 25.525 | 0 | 3025.802 | 1419081.7863 | 1029760.2022 | 0 | 791800.2622 | 237959.94 | 23.8941 | 23.9941 | 23.8941 | 23.9941 | 0.0625 | 225 | 0.10025 | 1144.178 | 0.0071723
2017-07-08 19:00 | 18294.5 | 139.0938 | 23.9883 | 25.2375 | 0 | 2888.3643 | 1419081.7863 | 1002049.9798 | 0 | 768445.979 | 233604.0008 | 23.896 | 23.996 | 23.896 | 23.996 | 0.0625 | 225 | 0.10564 | 1113.3889 | 0.0073546
2017-07-08 19:15 | 18298.5 | 139.3438 | 23.9905 | 24.8875 | 0 | 2728.3958 | 1398902.0723 | 966734.7999 | 0 | 738408.2324 | 228326.5675 | 23.8978 | 23.9978 | 23.8978 | 23.9978 | 0.0625 | 225 | 0.11048 | 1074.1498 | 0.0074215
2017-07-08 19:30 | 18302.5 | 139.5938 | 23.9928 | 24.5375 | 0 | 2575.2221 | 1392175.501 | 922643.0627 | 0 | 700889.2796 | 221753.7831 | 23.8994 | 23.9994 | 23.8994 | 23.9994 | 0.0625 | 225 | 0.11531 | 1025.159 | 0.0073944
2017-07-08 19:45 | 18306.5 | 139.8438 | 23.9949 | 24.1875 | 0 | 2407.4559 | 1392175.501 | 879178.4056 | 0 | 663921.3334 | 215257.0723 | 23.9008 | 24.0008 | 23.9008 | 24.0008 | 0.0625 | 225 | 0.12015 | 976.8649 | 0.0073413
2017-07-08 20:00 | 18310.5 | 140.0938 | 23.997 | 23.6875 | 0 | 2238.0508 | 1392175.501 | 831193.1602 | 0 | 623194.9689 | 207998.1913 | 23.9019 | 24.0019 | 23.9019 | 24.0019 | 0.0625 | 225 | 0.12498 | 923.548 | 0.0072213
2017-07-08 20:15 | 18314.5 | 140.3438 | 23.9987 | 23.1375 | 0 | 2053.4289 | 1381240.1333 | 780329.587 | 0 | 579929.7492 | 200399.8377 | 23.9028 | 24.0028 | 23.9028 | 24.0028 | 0.0625 | 225 | 0.12518 | 867.0329 | 0.0067906
2017-07-08 20:30 | 18318.5 | 140.5938 | 24 | 22.5875 | 0 | 1908.6303 | 1377595.0107 | 723901.9083 | 0 | 532011.9926 | 191889.9156 | 23.9034 | 24.0034 | 23.9034 | 24.0034 | 0.0625 | 225 | 0.12537 | 804.3355 | 0.0063109
2017-07-08 20:45 | 18322 | 140.8333 | 24.0001 | 22.0833 | 0 | 1802.7261 | 1377595.0107 | 681966.0118 | 0 | 496377.0383 | 185588.9735 | 23.9036 | 24.0036 | 23.9036 | 24.0036 | 0.083333 | 300 | 0.12557 | 757.74 | 0.0079288
2017-07-08 21:00 | 18325 | 141.0833 | 24.0006 | 21.6167 | 0 | 1695.5969 | 1377595.0107 | 644582.8433 | 0 | 464582.6664 | 180000.1769 | 23.9036 | 24.0036 | 23.9036 | 24.0036 | 0.083333 | 300 | 0.12576 | 716.2032 | 0.0075058
2017-07-08 21:15 | 18328 | 141.3333 | 24.0008 | 21.1917 | 0 | 1597.3195 | 1301960.6145 | 610379.4173 | 0 | 435580.2545 | 174799.1627 | 23.9033 | 24.0033 | 23.9033 | 24.0033 | 0.083333 | 300 | 0.12368 | 678.1994 | 0.00699
2017-07-08 21:30 | 18331 | 141.5833 | 24.0007 | 20.7667 | 0 | 1509.7886 | 1264143.4163 | 580172.0049 | 0 | 410044.5603 | 170127.4447 | 23.9028 | 24.0028 | 23.9028 | 24.0028 | 0.083333 | 300 | 0.1216 | 644.6356 | 0.0065323
2017-07-08 21:45 | 18334 | 141.8333 | 24.0004 | 20.3417 | 0 | 1428.9305 | 1264143.4163 | 554589.8205 | 0 | 388593.6355 | 165996.1849 | 23.902 | 24.002 | 23.902 | 24.002 | 0.083333 | 300 | 0.11952 | 616.2109 | 0.0061375
2017-07-08 22:00 | 18337 | 142.0833 | 23.9998 | 20.1 | 0 | 1312.9108 | 1264143.4163 | 531461.3286 | 0 | 369285.6619 | 162175.6667 | 23.901 | 24.001 | 23.901 | 24.001 | 0.083333 | 300 | 0.11744 | 590.5126 | 0.0057791
2017-07-08 22:15 | 18339.5 | 142.3125 | 23.9988 | 19.975 | 0 | 1226.6672 | 1136806.2086 | 504824.6682 | 0 | 347033.1814 | 157791.4867 | 23.9001 | 24.0001 | 23.9001 | 24.0001 | 0.125 | 450 | 0.11349 | 560.9163 | 0.0079774
2017-07-08 22:30 | 18341.5 | 142.5625 | 23.9977 | 19.825 | 0 | 1146.128 | 1009469.0009 | 473456.8813 | 0 | 320818.559 | 152638.3223 | 23.8989 | 23.9989 | 23.8989 | 23.9989 | 0.125 | 450 | 0.10954 | 526.0632 | 0.0072156
2017-07-08 22:45 | 18343.5 | 142.8125 | 23.9967 | 19.675 | 0 | 1074.9702 | 1009469.0009 | 450225.4927 | 0 | 301399.085 | 148826.4077 | 23.8976 | 23.9976 | 23.8976 | 23.9976 | 0.125 | 450 | 0.10559 | 500.2505 | 0.0066134
2017-07-08 23:00 | 18345.5 | 143.0625 | 23.9956 | 19.45 | 0 | 980.0504 | 1009469.0009 | 429102.6444 | 0 | 283740.147 | 145362.4975 | 23.8963 | 23.9963 | 23.8963 | 23.9963 | 0.125 | 450 | 0.10164 | 476.7807 | 0.0060671
2017-07-08 23:15 | 18347.5 | 143.3125 | 23.9944 | 19.15 | 0 | 878.3135 | 898599.63 | 400489.6483 | 0 | 259811.2962 | 140678.3521 | 23.8949 | 23.9949 | 23.8949 | 23.9949 | 0.125 | 450 | 0.10083 | 444.9885 | 0.0056259
2017-07-08 23:30 | 18349.5 | 143.5625 | 23.993 | 18.85 | 0 | 800.3645 | 787730.259 | 369262.5418 | 0 | 233692.5366 | 135570.0052 | 23.8932 | 23.9932 | 23.8932 | 23.9932 | 0.125 | 450 | 0.10003 | 410.2917 | 0.0051418
2017-07-08 23:45 | 18351.5 | 143.8125 | 23.9914 | 18.55 | 0 | 729.5968 | 787730.259 | 345085.1055 | 0 | 213472.6233 | 131612.4822 | 23.8915 | 23.9915 | 23.8915 | 23.9915 | 0.125 | 450 | 0.099218 | 383.4279 | 0.0047658
2017-07-09 | 18353 | 144 | 23.9906 | 18.4 | 0 | 691.5983 | 787730.259 | 333691.4582 | 0 | 203944.3624 | 129747.0958 | 23.8905 | 23.9905 | 23.8905 | 23.9905 | 0.25 | 900 | 0.099218 | 370.7683 | 0.0091967

## Details_2025-08-05
datetime | Unnamed: 0 | sim_time | Zone Air Temperature,LIVING_UNIT1 | Site Outdoor Air Drybulb Temperature,ENVIRONMENT | Zone Air System Sensible Heating Rate,LIVING_UNIT1 | Zone Air System Sensible Cooling Rate,LIVING_UNIT1 | Electricity:Building | Electricity:HVAC | Heating:Electricity | Cooling:Electricity | Fans:Electricity | Zone Thermostat Heating Setpoint Temperature,LIVING_UNIT1 | Zone Thermostat Cooling Setpoint Temperature,LIVING_UNIT1 | Zone Temperature Control,Heating Setpoint,LIVING_UNIT1 | Zone Temperature Control,Cooling Setpoint,LIVING_UNIT1 | dt_hours | dt_seconds | current_price | P_total_W | step_cost_real
2017-08-05 | 21082 | 120 | 24.0473 | 20.3 | 0 | 760.6769 | 787730.259 | 359356.3457 | 0 | 0 | 0 | 23.9486 | 24.0486 | 23.9486 | 24.0486 | 0.25 | 900 | 0.01414 | 0 | 0
2017-08-05 00:15 | 21083 | 120.25 | 24.0457 | 20.35 | 0 | 685.1664 | 787730.259 | 342598.4889 | 0 | 211517.5914 | 131080.8975 | 23.9473 | 24.0473 | 23.9473 | 24.0473 | 0.25 | 900 | 0.013455 | 380.665 | 0.0012805
2017-08-05 00:30 | 21084 | 120.5 | 24.0443 | 20.4 | 0 | 631.8673 | 613262.9701 | 320700.3081 | 0 | 193218.612 | 127481.6962 | 23.9461 | 24.0461 | 23.9461 | 24.0461 | 0.25 | 900 | 0.01277 | 356.3337 | 0.0011376
2017-08-05 00:45 | 21085 | 120.75 | 24.0432 | 20.45 | 0 | 588.3383 | 613262.9701 | 305615.6905 | 0 | 180619.1776 | 124996.5129 | 23.9449 | 24.0449 | 23.9449 | 24.0449 | 0.25 | 900 | 0.012085 | 339.573 | 0.0010259
2017-08-05 01:00 | 21086 | 121 | 24.0424 | 20.5 | 0 | 550.1033 | 613262.9701 | 293372.1536 | 0 | 170392.6516 | 122979.5021 | 23.9437 | 24.0437 | 23.9437 | 24.0437 | 0.25 | 900 | 0.0114 | 325.9691 | 0.00092901
2017-08-05 01:15 | 21087 | 121.25 | 24.0369 | 20.5 | 0 | 502.9847 | 613262.9701 | 282459.7481 | 0 | 161274.7866 | 121184.9615 | 23.9426 | 24.0426 | 23.9426 | 24.0426 | 0.25 | 900 | 0.011492 | 313.8442 | 0.00090171
2017-08-05 01:30 | 21088 | 121.5 | 24.0371 | 20.5 | 0 | 449.3161 | 562337.4017 | 268229.0804 | 0 | 149370.8024 | 118858.278 | 23.9415 | 24.0415 | 23.9415 | 24.0415 | 0.25 | 900 | 0.011585 | 298.0323 | 0.00086318
2017-08-05 01:45 | 21089 | 121.75 | 24.0354 | 20.5 | 0 | 416.1582 | 562337.4017 | 251339.8118 | 0 | 135234.6973 | 116105.1145 | 23.9403 | 24.0403 | 23.9403 | 24.0403 | 0.25 | 900 | 0.011678 | 279.2665 | 0.00081528
2017-08-05 02:00 | 21090 | 122 | 24.0364 | 20.5 | 0 | 375.876 | 562337.4017 | 241313.1042 | 0 | 126849.2107 | 114463.8936 | 23.9392 | 24.0392 | 23.9392 | 24.0392 | 0.25 | 900 | 0.01177 | 268.1257 | 0.00078896
2017-08-05 02:15 | 21091 | 122.25 | 24.0356 | 20.35 | 0 | 345.9521 | 562337.4017 | 228553.0683 | 0 | 116169.8241 | 112383.2442 | 23.9381 | 24.0381 | 23.9381 | 24.0381 | 0.25 | 900 | 0.013277 | 253.9479 | 0.00084295
2017-08-05 02:30 | 21092 | 122.5 | 24.0345 | 20.2 | 0 | 314.0081 | 545753.3182 | 218747.6844 | 0 | 107965.3239 | 110782.3605 | 23.9369 | 24.0369 | 23.9369 | 24.0369 | 0.25 | 900 | 0.014785 | 243.053 | 0.00089838
2017-08-05 02:45 | 21093 | 122.75 | 24.0332 | 20.05 | 0 | 286.8457 | 545753.3182 | 208174.7877 | 0 | 99117.4081 | 109057.3796 | 23.9357 | 24.0357 | 23.9357 | 24.0357 | 0.25 | 900 | 0.016293 | 231.3053 | 0.00094214
2017-08-05 03:00 | 21094 | 123 | 24.0319 | 19.9 | 0 | 260.9202 | 545753.3182 | 199277.9815 | 0 | 91675.5324 | 107602.4491 | 23.9343 | 24.0343 | 23.9343 | 24.0343 | 0.25 | 900 | 0.0178 | 221.42 | 0.00098532
2017-08-05 03:15 | 21095 | 123.25 | 24.0339 | 19.975 | 0 | 238.2665 | 545753.3182 | 190785.5733 | 0 | 84572.2385 | 106213.3349 | 23.9329 | 24.0329 | 23.9329 | 24.0329 | 0.25 | 900 | 0.023447 | 211.984 | 0.0012426
2017-08-05 03:30 | 21096 | 123.5 | 24.032 | 20.05 | 0 | 209.1761 | 533363.667 | 184106.7015 | 0 | 78989.2709 | 105117.4306 | 23.9315 | 24.0315 | 23.9315 | 24.0315 | 0.25 | 900 | 0.029095 | 204.563 | 0.0014879
2017-08-05 03:45 | 21097 | 123.75 | 24.0375 | 20.125 | 0 | 186.0091 | 533363.667 | 174855.3693 | 0 | 71242.1557 | 103613.2136 | 23.9302 | 24.0302 | 23.9302 | 24.0302 | 0.25 | 900 | 0.034743 | 194.2837 | 0.0016875
2017-08-05 04:00 | 21098 | 124 | 24.0336 | 20.2 | 0 | 192.9835 | 533363.667 | 167268.8915 | 0 | 64887.1766 | 102381.7149 | 23.929 | 24.029 | 23.929 | 24.029 | 0.25 | 900 | 0.04039 | 185.8543 | 0.0018767
2017-08-05 04:15 | 21099 | 124.25 | 24.024 | 19.85 | 0 | 180.9679 | 533363.667 | 171281.6493 | 0 | 68270.2301 | 103011.4192 | 23.9277 | 24.0277 | 23.9277 | 24.0277 | 0.25 | 900 | 0.03859 | 190.3129 | 0.001836
2017-08-05 04:30 | 21100 | 124.5 | 24.0243 | 19.5 | 0 | 149.9117 | 566989.6412 | 166414.9673 | 0 | 64192.8971 | 102222.0701 | 23.9263 | 24.0263 | 23.9263 | 24.0263 | 0.25 | 900 | 0.03679 | 184.9055 | 0.0017007
2017-08-05 04:45 | 21101 | 124.75 | 24.0229 | 19.15 | 0 | 143.7416 | 566989.6412 | 153523.811 | 0 | 53370.7556 | 100153.0554 | 23.9247 | 24.0247 | 23.9247 | 24.0247 | 0.25 | 900 | 0.03499 | 170.582 | 0.0014922
2017-08-05 05:00 | 21102 | 125 | 24.0182 | 18.8 | 0 | 126.0262 | 566989.6412 | 150389.3951 | 0 | 50744.0225 | 99645.3726 | 23.923 | 24.023 | 23.923 | 24.023 | 0.25 | 900 | 0.03319 | 167.0993 | 0.0013865
2017-08-05 05:15 | 21103 | 125.25 | 24.0156 | 18.575 | 0 | 129.0924 | 566989.6412 | 142619.1332 | 0 | 44220.3889 | 98398.7443 | 23.921 | 24.021 | 23.921 | 24.021 | 0.25 | 900 | 0.03496 | 158.4657 | 0.001385
2017-08-05 05:30 | 21104 | 125.5 | 24.0137 | 18.35 | 0 | 149.8966 | 696064.4026 | 153191.8606 | 0 | 44950.5162 | 108241.3445 | 23.9189 | 24.0189 | 23.9189 | 24.0189 | 0.25 | 900 | 0.03673 | 170.2132 | 0.001563
2017-08-05 05:45 | 21105 | 125.75 | 24.0118 | 18.125 | 0 | 186.5547 | 696064.4026 | 161249.0079 | 0 | 51728.0386 | 109520.9693 | 23.9167 | 24.0167 | 23.9167 | 24.0167 | 0.25 | 900 | 0.0385 | 179.1656 | 0.0017245
2017-08-05 06:00 | 21106 | 126 | 24.01 | 17.9 | 0 | 235.8295 | 696064.4026 | 175760.5174 | 0 | 63931.5495 | 111828.9679 | 23.9144 | 24.0144 | 23.9144 | 24.0144 | 0.25 | 900 | 0.04027 | 195.2895 | 0.0019661
2017-08-05 06:15 | 21107 | 126.25 | 24.0176 | 18.225 | 0 | 331.5444 | 696064.4026 | 195306.9092 | 0 | 80367.6404 | 114939.2688 | 23.912 | 24.012 | 23.912 | 24.012 | 0.25 | 900 | 0.040565 | 217.0077 | 0.0022007
2017-08-05 06:30 | 21108 | 126.5 | 24.0155 | 18.55 | 0 | 474.1579 | 832563.7912 | 234939.1221 | 0 | 113688.1618 | 121250.9603 | 23.9098 | 24.0098 | 23.9098 | 24.0098 | 0.25 | 900 | 0.04086 | 261.0435 | 0.0026666
2017-08-05 06:45 | 21109.5 | 126.8125 | 24.0096 | 19.0375 | 0 | 666.4084 | 832563.7912 | 316586.7753 | 0 | 182811.9889 | 133774.7865 | 23.9068 | 24.0068 | 23.9068 | 24.0068 | 0.125 | 450 | 0.041155 | 351.7631 | 0.0018007
2017-08-05 07:00 | 21111 | 127 | 24.0061 | 19.2 | 0 | 716.7347 | 832563.7912 | 340026.418 | 0 | 202999.2488 | 137027.1692 | 23.9059 | 24.0059 | 23.9059 | 24.0059 | 0.25 | 900 | 0.04145 | 377.8071 | 0.003915
2017-08-05 07:15 | 21112 | 127.25 | 23.999 | 19.45 | 0 | 822.1241 | 832563.7912 | 382910.188 | 0 | 246222.3398 | 136687.8482 | 23.9042 | 24.0042 | 23.9042 | 24.0042 | 0.25 | 900 | 0.039773 | 425.4558 | 0.0042304
2017-08-05 07:30 | 21113 | 127.5 | 23.9963 | 19.7 | 0 | 928.399 | 917156.0991 | 418543.084 | 0 | 276152.403 | 142390.681 | 23.9027 | 24.0027 | 23.9027 | 24.0027 | 0.25 | 900 | 0.038095 | 465.0479 | 0.004429
2017-08-05 07:45 | 21114 | 127.75 | 23.9953 | 19.95 | 0 | 998.7201 | 917156.0991 | 457703.1863 | 0 | 309040.2169 | 148662.9694 | 23.9014 | 24.0014 | 23.9014 | 24.0014 | 0.25 | 900 | 0.036417 | 508.5591 | 0.0046301
2017-08-05 08:00 | 21115 | 128 | 23.9946 | 20.2 | 0 | 1056.6205 | 917156.0991 | 481348.6448 | 0 | 328865.4114 | 152483.2333 | 23.9002 | 24.0002 | 23.9002 | 24.0002 | 0.25 | 900 | 0.03474 | 534.8318 | 0.004645
2017-08-05 08:15 | 21116 | 128.25 | 23.9984 | 20.525 | 0 | 969.432 | 917156.0991 | 499785.4251 | 0 | 344306.5626 | 155478.8625 | 23.8991 | 23.9991 | 23.8991 | 23.9991 | 0.25 | 900 | 0.026472 | 555.3171 | 0.0036752
2017-08-05 08:30 | 21117 | 128.5 | 23.9978 | 20.85 | 0 | 1025.6968 | 802160.3193 | 466158.3139 | 0 | 316009.5663 | 150148.7476 | 23.8983 | 23.9983 | 23.8983 | 23.9983 | 0.25 | 900 | 0.018205 | 517.9537 | 0.0023573
2017-08-05 08:45 | 21118 | 128.75 | 23.997 | 21.175 | 0 | 1077.9334 | 802160.3193 | 484931.5526 | 0 | 331736.9545 | 153194.5981 | 23.8976 | 23.9976 | 23.8976 | 23.9976 | 0.25 | 900 | 0.0099375 | 538.8128 | 0.0013386
2017-08-05 09:00 | 21119 | 129 | 23.9963 | 21.5 | 0 | 1136.2336 | 802160.3193 | 502008.4966 | 0 | 346065.7575 | 155942.7391 | 23.8971 | 23.9971 | 23.8971 | 23.9971 | 0.25 | 900 | 0.00167 | 557.7872 | 0.00023288
2017-08-05 09:15 | 21120 | 129.25 | 23.9938 | 21.525 | 0 | 1132.9284 | 802160.3193 | 521707.9446 | 0 | 362735.9102 | 158972.0343 | 23.8968 | 23.9968 | 23.8968 | 23.9968 | 0.25 | 900 | 0.000615 | 579.6755 | 8.9125e-05
2017-08-05 09:30 | 21121 | 129.5 | 23.9932 | 21.55 | 0 | 1170.0968 | 755520.0357 | 520644.1815 | 0 | 361799.8238 | 158844.3577 | 23.8965 | 23.9965 | 23.8965 | 23.9965 | 0.25 | 900 | -0.00044 | 578.4935 | -6.3634e-05
2017-08-05 09:45 | 21122 | 129.75 | 23.9928 | 21.575 | 0 | 1231.8554 | 755520.0357 | 529539.9533 | 0 | 369224.8012 | 160315.1522 | 23.8963 | 23.9963 | 23.8963 | 23.9963 | 0.25 | 900 | -0.001495 | 588.3777 | -0.00021991
2017-08-05 10:00 | 21123 | 130 | 23.9925 | 21.6 | 0 | 1282.5473 | 755520.0357 | 546643.9349 | 0 | 383541.576 | 163102.3589 | 23.8961 | 23.9961 | 23.8961 | 23.9961 | 0.25 | 900 | -0.00255 | 607.3821 | -0.00038721
2017-08-05 10:15 | 21124 | 130.25 | 23.9968 | 21.9 | 0 | 1338.2691 | 755520.0357 | 559651.4098 | 0 | 394414.0047 | 165237.4051 | 23.896 | 23.996 | 23.896 | 23.996 | 0.25 | 900 | -0.0035575 | 621.8349 | -0.00055304
2017-08-05 10:30 | 21125 | 130.5 | 23.996 | 22.2 | 0 | 1403.7114 | 771370.9002 | 575772.1113 | 0 | 408075.9965 | 167696.1148 | 23.896 | 23.996 | 23.896 | 23.996 | 0.25 | 900 | -0.004565 | 639.7468 | -0.00073011
2017-08-05 10:45 | 21126 | 130.75 | 23.9951 | 22.5 | 0 | 1424.3906 | 771370.9002 | 595705.9561 | 0 | 424958.6263 | 170747.3298 | 23.8962 | 23.9962 | 23.8962 | 23.9962 | 0.25 | 900 | -0.0055725 | 661.8955 | -0.0009221
2017-08-05 11:00 | 21127 | 131 | 23.9946 | 22.8 | 0 | 1432.5978 | 771370.9002 | 600674.1527 | 0 | 429274.429 | 171399.7236 | 23.8965 | 23.9965 | 23.8965 | 23.9965 | 0.25 | 900 | -0.00658 | 667.4157 | -0.0010979
2017-08-05 11:15 | 21128.5 | 131.3125 | 23.9933 | 23.325 | 0 | 1417.5849 | 778056.2848 | 600418.988 | 0 | 429301.6562 | 171117.3319 | 23.8974 | 23.9974 | 23.8974 | 23.9974 | 0.125 | 450 | -0.008485 | 667.1322 | -0.00070768
2017-08-05 11:30 | 21130.5 | 131.5625 | 23.9935 | 23.675 | 0 | 1400.0069 | 784741.6695 | 596199.6666 | 0 | 425942.7071 | 170256.9595 | 23.8982 | 23.9982 | 23.8982 | 23.9982 | 0.125 | 450 | -0.01039 | 662.4441 | -0.00086063
2017-08-05 11:45 | 21132.5 | 131.8125 | 23.9943 | 24.025 | 0 | 1381.1919 | 784741.6695 | 590999.8629 | 0 | 421773.8839 | 169225.979 | 23.8992 | 23.9992 | 23.8992 | 23.9992 | 0.125 | 450 | -0.012295 | 656.6665 | -0.0010095
2017-08-05 12:00 | 21134 | 132 | 23.9947 | 24.2 | 0 | 1373.5457 | 784741.6695 | 588755.4905 | 0 | 419996.4498 | 168759.0407 | 23.8998 | 23.9998 | 23.8998 | 23.9998 | 0.25 | 900 | -0.0142 | 654.1728 | -0.0023223
2017-08-05 12:15 | 21135 | 132.25 | 23.9961 | 24.475 | 0 | 1346.8036 | 784741.6695 | 584052.5489 | 0 | 416263.1676 | 167789.3813 | 23.901 | 24.001 | 23.901 | 24.001 | 0.25 | 900 | -0.019475 | 648.9473 | -0.0031596
2017-08-05 12:30 | 21136 | 132.5 | 23.9973 | 24.75 | 0 | 1329.6467 | 774510.3167 | 576587.2138 | 0 | 410153.5532 | 166433.6605 | 23.9025 | 24.0025 | 23.9025 | 24.0025 | 0.25 | 900 | -0.02475 | 640.6525 | -0.003964
2017-08-05 12:45 | 21137 | 132.75 | 23.9985 | 25.025 | 0 | 1316.1221 | 774510.3167 | 572646.9035 | 0 | 407024.3514 | 165622.5521 | 23.904 | 24.004 | 23.904 | 24.004 | 0.25 | 900 | -0.030025 | 636.2743 | -0.004776
2017-08-05 13:00 | 21138 | 133 | 23.9997 | 25.3 | 0 | 1318.8092 | 774510.3167 | 569903.9431 | 0 | 404903.386 | 165000.557 | 23.9058 | 24.0058 | 23.9058 | 24.0058 | 0.25 | 900 | -0.0353 | 633.2266 | -0.0055882
2017-08-05 13:15 | 21139 | 133.25 | 23.9992 | 25.4 | 0 | 1331.2328 | 774510.3167 | 572745.037 | 0 | 407499.3003 | 165245.7367 | 23.9076 | 24.0076 | 23.9076 | 24.0076 | 0.25 | 900 | -0.032915 | 636.3834 | -0.0052366
2017-08-05 13:30 | 21140.5 | 133.5625 | 24.0024 | 25.55 | 0 | 1435.8605 | 761050.4743 | 579562.1193 | 0 | 413355.2535 | 166206.8658 | 23.9105 | 24.0105 | 23.9105 | 24.0105 | 0.125 | 450 | -0.03053 | 643.9579 | -0.0024569
2017-08-05 13:45 | 21143.5 | 133.8438 | 24.0075 | 25.675 | 0 | 1584.5026 | 761050.4743 | 627694.9085 | 0 | 454074.491 | 173620.4175 | 23.913 | 24.013 | 23.913 | 24.013 | 0.0625 | 225 | -0.028145 | 697.4388 | -0.0012248
2017-08-05 14:00 | 21148.5 | 134.1042 | 24.0113 | 25.7417 | 0 | 1649.9014 | 761050.4743 | 660577.1655 | 0 | 481903.5911 | 178673.5744 | 23.9152 | 24.0152 | 23.9152 | 24.0152 | 0.041667 | 150 | -0.02576 | 733.9746 | -0.00078864
2017-08-05 14:15 | 21155 | 134.3571 | 24.0138 | 25.7929 | 0 | 1706.6071 | 764962.8213 | 679591.3685 | 0 | 497980.4233 | 181610.9452 | 23.9173 | 24.0173 | 23.9173 | 24.0173 | 0.035714 | 128.5714 | -0.022995 | 755.1015 | -0.00062028
2017-08-05 14:30 | 21161.5 | 134.6042 | 24.0153 | 25.8417 | 0 | 1748.7335 | 765614.8792 | 695538.9761 | 0 | 511459.929 | 184079.0472 | 23.9193 | 24.0193 | 23.9193 | 24.0193 | 0.041667 | 150 | -0.02023 | 772.8211 | -0.00065192
2017-08-05 14:45 | 21167 | 134.85 | 24.0165 | 25.89 | 0 | 1781.5965 | 765614.8792 | 707390.4094 | 0 | 521479.768 | 185910.6413 | 23.9213 | 24.0213 | 23.9213 | 24.0213 | 0.05 | 180 | -0.017465 | 785.9893 | -0.00068637
2017-08-05 15:00 | 21171.5 | 135.0938 | 24.0175 | 25.8813 | 0 | 1817.8688 | 765614.8792 | 715997.2698 | 0 | 528758.1257 | 187239.1441 | 23.9233 | 24.0233 | 23.9233 | 24.0233 | 0.0625 | 225 | -0.0147 | 795.5525 | -0.00073077
2017-08-05 15:15 | 21174.5 | 135.3125 | 24.017 | 25.8625 | 0 | 1747.7365 | 799320.9803 | 722662.4931 | 0 | 534353.3785 | 188309.1146 | 23.9249 | 24.0249 | 23.9249 | 24.0249 | 0.125 | 450 | -0.014563 | 802.9583 | -0.001461
2017-08-05 15:30 | 21177 | 135.5833 | 24.0198 | 25.8333 | 0 | 1630.4441 | 833027.0814 | 691190.0922 | 0 | 507696.1968 | 183493.8954 | 23.9273 | 24.0273 | 23.9273 | 24.0273 | 0.083333 | 300 | -0.014425 | 767.989 | -0.00092319
2017-08-05 15:45 | 21181.5 | 135.8542 | 24.0259 | 25.8042 | 0 | 1587.2195 | 833027.0814 | 656378.8683 | 0 | 478206.1936 | 178172.6748 | 23.9297 | 24.0297 | 23.9297 | 24.0297 | 0.041667 | 150 | -0.014287 | 729.3099 | -0.00043372
2017-08-05 16:00 | 21187.5 | 136.1042 | 24.0285 | 25.6542 | 0 | 1608.2511 | 833027.0814 | 640408.0928 | 0 | 464639.6521 | 175768.4406 | 23.9317 | 24.0317 | 23.9317 | 24.0317 | 0.041667 | 150 | -0.01415 | 711.5645 | -0.00041986
2017-08-05 16:15 | 21193 | 136.35 | 24.0301 | 25.485 | 0 | 1599.7262 | 1009965.3238 | 640546.0826 | 0 | 464558.865 | 175987.2176 | 23.9336 | 24.0336 | 23.9336 | 24.0336 | 0.05 | 180 | -0.01104 | 711.7179 | -0.00039287
2017-08-05 16:30 | 21197.5 | 136.5938 | 24.0313 | 25.3188 | 0 | 1576.8682 | 1054199.8844 | 633883.4879 | 0 | 458743.1273 | 175140.3605 | 23.9353 | 24.0353 | 23.9353 | 24.0353 | 0.0625 | 225 | -0.00793 | 704.315 | -0.00034917
2017-08-05 16:45 | 21200.5 | 136.8125 | 24.0309 | 25.1875 | 0 | 1646.9897 | 1054199.8844 | 626728.8362 | 0 | 451541.5292 | 175187.307 | 23.9366 | 24.0366 | 23.9366 | 24.0366 | 0.125 | 450 | -0.00482 | 696.3654 | -0.00041977
2017-08-05 17:00 | 21202 | 137 | 24.0298 | 25.1 | 0 | 1716.8508 | 1054199.8844 | 622016.7468 | 0 | 446450.3755 | 175566.3712 | 23.9374 | 24.0374 | 23.9374 | 24.0374 | 0.25 | 900 | -0.00171 | 691.1297 | -0.00029546
2017-08-05 17:15 | 21203.5 | 137.3125 | 24.0284 | 24.9125 | 0 | 1849.1052 | 1192191.7455 | 687903.0333 | 0 | 495559.7102 | 192343.3231 | 23.9397 | 24.0397 | 23.9397 | 24.0397 | 0.125 | 450 | -0.000955 | 764.3367 | -9.1092e-05
2017-08-05 17:30 | 21206 | 137.5833 | 24.0345 | 24.7667 | 0 | 1830.6497 | 1330183.6065 | 705530.1621 | 0 | 510217.1488 | 195313.0133 | 23.9414 | 24.0414 | 23.9414 | 24.0414 | 0.083333 | 300 | -0.0002 | 783.9224 | -1.3065e-05
2017-08-05 17:45 | 21209 | 137.8333 | 24.0367 | 24.6417 | 0 | 1763.7398 | 1330183.6065 | 693544.0872 | 0 | 499980.3355 | 193563.7516 | 23.9427 | 24.0427 | 23.9427 | 24.0427 | 0.083333 | 300 | 0.000555 | 770.6045 | 3.564e-05
2017-08-05 18:00 | 21211.5 | 138.0625 | 24.0366 | 24.475 | 0 | 1763.35 | 1330183.6065 | 677132.4696 | 0 | 486056.2349 | 191076.2347 | 23.9437 | 24.0437 | 23.9437 | 24.0437 | 0.125 | 450 | 0.00131 | 752.3694 | 0.00012333
2017-08-05 18:15 | 21213.5 | 138.3125 | 24.0373 | 24.225 | 0 | 1680.1035 | 1374632.6964 | 671299.5938 | 0 | 480965.7216 | 190333.8722 | 23.9448 | 24.0448 | 23.9448 | 24.0448 | 0.125 | 450 | 0.015548 | 745.8884 | 0.0014489
2017-08-05 18:30 | 21216 | 138.5833 | 24.0406 | 23.9333 | 0 | 1510.135 | 1419081.7863 | 634493.5229 | 0 | 450365.8826 | 184127.6403 | 23.9459 | 24.0459 | 23.9459 | 24.0459 | 0.083333 | 300 | 0.029785 | 704.9928 | 0.0017499
2017-08-05 18:45 | 21220 | 138.85 | 24.0441 | 23.65 | 0 | 1371.5481 | 1419081.7863 | 578901.4861 | 0 | 409513.0805 | 169388.4056 | 23.9468 | 24.0468 | 23.9468 | 24.0468 | 0.05 | 180 | 0.044022 | 643.2239 | 0.0014158
2017-08-05 19:00 | 21224.5 | 139.0938 | 24.0449 | 23.4875 | 0 | 1272.902 | 1419081.7863 | 540949.3556 | 0 | 378913.6374 | 162035.7183 | 23.9473 | 24.0473 | 23.9473 | 24.0473 | 0.0625 | 225 | 0.05826 | 601.0548 | 0.0021912
2017-08-05 19:15 | 21228.5 | 139.3438 | 24.0457 | 23.3375 | 0 | 1158.2838 | 1398902.0723 | 508358.0265 | 0 | 351432.0569 | 156925.9696 | 23.9478 | 24.0478 | 23.9478 | 24.0478 | 0.0625 | 225 | 0.063973 | 564.8423 | 0.0022607
2017-08-05 19:30 | 21232 | 139.5833 | 24.046 | 23.2 | 0 | 1073.8718 | 1392175.501 | 476452.8052 | 0 | 324570.4177 | 151882.3875 | 23.9482 | 24.0482 | 23.9482 | 24.0482 | 0.083333 | 300 | 0.069685 | 529.392 | 0.0030742
2017-08-05 19:45 | 21234.5 | 139.8125 | 24.0459 | 23.075 | 0 | 1011.702 | 1392175.501 | 451605.8262 | 0 | 303650.5731 | 147955.2531 | 23.9485 | 24.0485 | 23.9485 | 24.0485 | 0.125 | 450 | 0.075398 | 501.7843 | 0.004738
2017-08-05 20:00 | 21236.5 | 140.0625 | 24.0461 | 22.8 | 0 | 939.8517 | 1392175.501 | 427982.6494 | 0 | 283752.4472 | 144230.2022 | 23.9488 | 24.0488 | 23.9488 | 24.0488 | 0.125 | 450 | 0.08111 | 475.5363 | 0.0048295
2017-08-05 20:15 | 21238.5 | 140.3125 | 24.0467 | 22.4 | 0 | 867.2852 | 1384885.2558 | 404880.839 | 0 | 264243.8038 | 140637.0353 | 23.9489 | 24.0489 | 23.9489 | 24.0489 | 0.125 | 450 | 0.084135 | 449.8676 | 0.0047407
2017-08-05 20:30 | 21240.5 | 140.5625 | 24.0469 | 22 | 0 | 800.8979 | 1377595.0107 | 380311.7969 | 0 | 243468.7845 | 136843.0124 | 23.9488 | 24.0488 | 23.9488 | 24.0488 | 0.125 | 450 | 0.08716 | 422.5687 | 0.0046139
2017-08-05 20:45 | 21242.5 | 140.8125 | 24.0469 | 21.6 | 0 | 745.7801 | 1377595.0107 | 357979.8961 | 0 | 224597.6987 | 133382.1974 | 23.9485 | 24.0485 | 23.9485 | 24.0485 | 0.125 | 450 | 0.090185 | 397.7554 | 0.0044923
2017-08-05 21:00 | 21244.5 | 141.0625 | 24.0467 | 21.1625 | 0 | 694.8515 | 1377595.0107 | 339154.6454 | 0 | 208689.0343 | 130465.6111 | 23.948 | 24.048 | 23.948 | 24.048 | 0.125 | 450 | 0.09321 | 376.8385 | 0.0043983
2017-08-05 21:15 | 21246.5 | 141.3125 | 24.0462 | 20.6875 | 0 | 647.675 | 1320869.2135 | 321630.0935 | 0 | 193908.7597 | 127721.3338 | 23.9472 | 24.0472 | 23.9472 | 24.0472 | 0.125 | 450 | 0.092497 | 357.3668 | 0.0041393
2017-08-05 21:30 | 21248.5 | 141.5625 | 24.0454 | 20.2125 | 0 | 603.9765 | 1264143.4163 | 305637.3879 | 0 | 180489.2121 | 125148.1758 | 23.9461 | 24.0461 | 23.9461 | 24.0461 | 0.125 | 450 | 0.091785 | 339.5971 | 0.0039025
2017-08-05 21:45 | 21250.5 | 141.8125 | 24.0443 | 19.7375 | 0 | 562.8576 | 1264143.4163 | 291174.1425 | 0 | 168400.7875 | 122773.355 | 23.9448 | 24.0448 | 23.9448 | 24.0448 | 0.125 | 450 | 0.091073 | 323.5268 | 0.003689
2017-08-05 22:00 | 21252 | 142 | 24.0437 | 19.5 | 0 | 540.304 | 1264143.4163 | 284059.3957 | 0 | 162454.6855 | 121604.7102 | 23.9441 | 24.0441 | 23.9441 | 24.0441 | 0.25 | 900 | 0.09036 | 315.6216 | 0.0071299
2017-08-05 22:15 | 21253 | 142.25 | 24.0406 | 19.25 | 0 | 449.3119 | 1264143.4163 | 271055.659 | 0 | 151588.3119 | 119467.3471 | 23.9424 | 24.0424 | 23.9424 | 24.0424 | 0.25 | 900 | 0.0874 | 301.173 | 0.0065806
2017-08-05 22:30 | 21254.5 | 142.5625 | 24.0389 | 18.875 | 0 | 374.9118 | 1009469.0009 | 232251.6092 | 0 | 119120.3641 | 113131.2452 | 23.9396 | 24.0396 | 23.9396 | 24.0396 | 0.125 | 450 | 0.08444 | 258.0573 | 0.0027307
2017-08-05 22:45 | 21256.5 | 142.8125 | 24.0376 | 18.625 | 0 | 336.6894 | 1009469.0009 | 216456.5346 | 0 | 105906.1158 | 110550.4188 | 23.9376 | 24.0376 | 23.9376 | 24.0376 | 0.125 | 450 | 0.08148 | 240.5073 | 0.0024548
2017-08-05 23:00 | 21258 | 143 | 24.0366 | 18.5 | 0 | 312.9045 | 1009469.0009 | 209526.6166 | 0 | 100109.8973 | 109416.7193 | 23.9365 | 24.0365 | 23.9365 | 24.0365 | 0.25 | 900 | 0.07852 | 232.8074 | 0.00457
2017-08-05 23:15 | 21259 | 143.25 | 24.0309 | 18.2 | 0 | 239.1101 | 1009469.0009 | 196972.3416 | 0 | 89602.1925 | 107370.1491 | 23.9343 | 24.0343 | 23.9343 | 24.0343 | 0.25 | 900 | 0.078077 | 218.8582 | 0.004272
2017-08-05 23:30 | 21260 | 143.5 | 24.0281 | 17.9 | 0 | 186.4085 | 787730.259 | 170700.8732 | 0 | 67602.9634 | 103097.9097 | 23.932 | 24.032 | 23.932 | 24.032 | 0.25 | 900 | 0.077635 | 189.6676 | 0.0036812
2017-08-05 23:45 | 21261 | 143.75 | 24.0254 | 17.6 | 0 | 145.9638 | 787730.259 | 152292.7947 | 0 | 52185.9712 | 100106.8235 | 23.9295 | 24.0295 | 23.9295 | 24.0295 | 0.25 | 900 | 0.077192 | 169.2142 | 0.0032655
2017-08-06 | 21262 | 144 | 24.0225 | 17.3 | 0 | 106.003 | 787730.259 | 137913.2292 | 0 | 40142.6297 | 97770.5995 | 23.9268 | 24.0268 | 23.9268 | 24.0268 | 0.25 | 900 | 0.077192 | 153.2369 | 0.0029572

## Details_2025-09-24
datetime | Unnamed: 0 | sim_time | Zone Air Temperature,LIVING_UNIT1 | Site Outdoor Air Drybulb Temperature,ENVIRONMENT | Zone Air System Sensible Heating Rate,LIVING_UNIT1 | Zone Air System Sensible Cooling Rate,LIVING_UNIT1 | Electricity:Building | Electricity:HVAC | Heating:Electricity | Cooling:Electricity | Fans:Electricity | Zone Thermostat Heating Setpoint Temperature,LIVING_UNIT1 | Zone Thermostat Cooling Setpoint Temperature,LIVING_UNIT1 | Zone Temperature Control,Heating Setpoint,LIVING_UNIT1 | Zone Temperature Control,Cooling Setpoint,LIVING_UNIT1 | dt_hours | dt_seconds | current_price | P_total_W | step_cost_real
2017-09-24 | 23550 | 120 | 22.4008 | 12.2 | 0 | 35.9851 | 787730.259 | 90000 | 0 | 0 | 0 | 22.35 | 22.45 | 22.35 | 22.45 | 0.25 | 900 | 0.0734 | 0 | 0
2017-09-24 00:15 | 23551 | 120.25 | 22.3559 | 12.075 | 79.7268 | 0 | 787730.259 | 90000 | 0 | 0 | 90000 | 22.3531 | 22.4531 | 22.3531 | 22.4531 | 0.25 | 900 | 0.072238 | 100 | 0.0018059
2017-09-24 00:30 | 23552 | 120.5 | 22.3463 | 11.95 | 149.0447 | 0 | 613262.9701 | 126476.2692 | 32656.4683 | 0 | 93819.8009 | 22.3561 | 22.4561 | 22.3561 | 22.4561 | 0.25 | 900 | 0.071075 | 140.5292 | 0.002497
2017-09-24 00:45 | 23553 | 120.75 | 22.3487 | 11.825 | 197.054 | 0 | 613262.9701 | 148718.1738 | 52560.1884 | 0 | 96157.9854 | 22.359 | 22.459 | 22.359 | 22.459 | 0.25 | 900 | 0.069913 | 165.2424 | 0.0028881
2017-09-24 01:00 | 23554 | 121 | 22.3514 | 11.7 | 241.1066 | 0 | 613262.9701 | 164236.2638 | 66439.4146 | 0 | 97796.8492 | 22.3619 | 22.4619 | 22.3619 | 22.4619 | 0.25 | 900 | 0.06875 | 182.4847 | 0.0031365
2017-09-24 01:15 | 23555 | 121.25 | 22.3649 | 11.725 | 298.832 | 0 | 613262.9701 | 178468.8134 | 79163.4965 | 0 | 99305.3169 | 22.3646 | 22.4646 | 22.3646 | 22.4646 | 0.25 | 900 | 0.068698 | 198.2987 | 0.0034057
2017-09-24 01:30 | 23556 | 121.5 | 22.3682 | 11.75 | 323.6712 | 0 | 562337.4017 | 196491.0075 | 95293.3743 | 0 | 101197.6332 | 22.3674 | 22.4674 | 22.3674 | 22.4674 | 0.25 | 900 | 0.068645 | 218.3233 | 0.0037467
2017-09-24 01:45 | 23557 | 121.75 | 22.3717 | 11.775 | 373.189 | 0 | 562337.4017 | 203982.3688 | 102000.5333 | 0 | 101981.8355 | 22.3701 | 22.4701 | 22.3701 | 22.4701 | 0.25 | 900 | 0.068593 | 226.6471 | 0.0038866
2017-09-24 02:00 | 23558 | 122 | 22.375 | 11.8 | 408.3189 | 0 | 562337.4017 | 219179.4314 | 115604.0683 | 0 | 103575.3631 | 22.3729 | 22.4729 | 22.3729 | 22.4729 | 0.25 | 900 | 0.06854 | 243.5327 | 0.0041729
2017-09-24 02:15 | 23559 | 122.25 | 22.3859 | 11.725 | 447.6821 | 0 | 562337.4017 | 229888.2921 | 125191.8603 | 0 | 104696.4318 | 22.3756 | 22.4756 | 22.3756 | 22.4756 | 0.25 | 900 | 0.070078 | 255.4314 | 0.004475
2017-09-24 02:30 | 23560 | 122.5 | 22.3891 | 11.65 | 458.2747 | 0 | 545753.3182 | 242498.101 | 136462.7772 | 0 | 106035.3239 | 22.3783 | 22.4783 | 22.3783 | 22.4783 | 0.25 | 900 | 0.071615 | 269.4423 | 0.004824
2017-09-24 02:45 | 23561 | 122.75 | 22.3921 | 11.575 | 487.3697 | 0 | 545753.3182 | 246058.2878 | 139634.1247 | 0 | 106424.1631 | 22.381 | 22.481 | 22.381 | 22.481 | 0.25 | 900 | 0.073152 | 273.3981 | 0.0049999
2017-09-24 03:00 | 23562 | 123 | 22.395 | 11.5 | 505.7637 | 0 | 545753.3182 | 255442.329 | 148015.1745 | 0 | 107427.1546 | 22.3836 | 22.4836 | 22.3836 | 22.4836 | 0.25 | 900 | 0.07469 | 283.8248 | 0.0052997
2017-09-24 03:15 | 23563 | 123.25 | 22.3927 | 11.575 | 522.2264 | 0 | 545753.3182 | 261546.567 | 153460.4378 | 0 | 108086.1291 | 22.3861 | 22.4861 | 22.3861 | 22.4861 | 0.25 | 900 | 0.07274 | 290.6073 | 0.0052847
2017-09-24 03:30 | 23564 | 123.5 | 22.3954 | 11.65 | 553.8217 | 0 | 533363.667 | 266152.0923 | 157596.8062 | 0 | 108555.2861 | 22.3886 | 22.4886 | 22.3886 | 22.4886 | 0.25 | 900 | 0.07079 | 295.7245 | 0.0052336
2017-09-24 03:45 | 23565 | 123.75 | 22.3982 | 11.725 | 570.2158 | 0 | 533363.667 | 275495.3819 | 165973.148 | 0 | 109522.2339 | 22.3912 | 22.4912 | 22.3912 | 22.4912 | 0.25 | 900 | 0.06884 | 306.106 | 0.0052681
2017-09-24 04:00 | 23566 | 124 | 22.4013 | 11.8 | 590.2827 | 0 | 533363.667 | 280058.2592 | 170073.4481 | 0 | 109984.8111 | 22.3938 | 22.4938 | 22.3938 | 22.4938 | 0.25 | 900 | 0.06689 | 311.1758 | 0.0052036
2017-09-24 04:15 | 23567 | 124.25 | 22.4032 | 11.875 | 594.2358 | 0 | 533363.667 | 285723.4872 | 175161.1024 | 0 | 110562.3848 | 22.3965 | 22.4965 | 22.3965 | 22.4965 | 0.25 | 900 | 0.063473 | 317.4705 | 0.0050377
2017-09-24 04:30 | 23568 | 124.5 | 22.4035 | 11.95 | 639.2982 | 0 | 566989.6412 | 286432.1491 | 175813.4764 | 0 | 110618.6727 | 22.3991 | 22.4991 | 22.3991 | 22.4991 | 0.25 | 900 | 0.060055 | 318.2579 | 0.0047782
2017-09-24 04:45 | 23569 | 124.75 | 22.4068 | 12.025 | 668.7614 | 0 | 566989.6412 | 299599.6759 | 187618.2064 | 0 | 111981.4696 | 22.4018 | 22.5018 | 22.4018 | 22.5018 | 0.25 | 900 | 0.056638 | 332.8885 | 0.0047135
2017-09-24 05:00 | 23570 | 125 | 22.4098 | 12.1 | 687.7199 | 0 | 566989.6412 | 308059.1011 | 195210.5473 | 0 | 112848.5537 | 22.4045 | 22.5045 | 22.4045 | 22.5045 | 0.25 | 900 | 0.05322 | 342.2879 | 0.0045541
2017-09-24 05:15 | 23571 | 125.25 | 22.429 | 12.15 | 670.9699 | 0 | 566989.6412 | 313244.384 | 199873.0318 | 0 | 113371.3522 | 22.4073 | 22.5073 | 22.4073 | 22.5073 | 0.25 | 900 | 0.052875 | 348.0493 | 0.0046008
2017-09-24 05:30 | 23572 | 125.5 | 22.4313 | 12.2 | 616.7102 | 0 | 696064.4026 | 308080.3225 | 195262.9367 | 0 | 112817.3858 | 22.41 | 22.51 | 22.41 | 22.51 | 0.25 | 900 | 0.05253 | 342.3115 | 0.0044954
2017-09-24 05:45 | 23573 | 125.75 | 22.4334 | 12.25 | 571.3611 | 0 | 696064.4026 | 291029.4795 | 180008.3784 | 0 | 111021.1011 | 22.4128 | 22.5128 | 22.4128 | 22.5128 | 0.25 | 900 | 0.052185 | 323.3661 | 0.0042187
2017-09-24 06:00 | 23574 | 126 | 22.4342 | 12.3 | 537.2234 | 0 | 696064.4026 | 276968.5415 | 167429.1622 | 0 | 109539.3793 | 22.4156 | 22.5156 | 22.4156 | 22.5156 | 0.25 | 900 | 0.05184 | 307.7428 | 0.0039883
2017-09-24 06:15 | 23575 | 126.25 | 22.4199 | 12.2 | 502.6479 | 0 | 696064.4026 | 266281.8567 | 157870.0434 | 0 | 108411.8134 | 22.4184 | 22.5184 | 22.4184 | 22.5184 | 0.25 | 900 | 0.060443 | 295.8687 | 0.0044708
2017-09-24 06:30 | 23576 | 126.5 | 22.4224 | 12.1 | 538.3405 | 0 | 832563.7912 | 256073.6945 | 148707.824 | 0 | 107365.8705 | 22.4211 | 22.5211 | 22.4211 | 22.5211 | 0.25 | 900 | 0.069045 | 284.5263 | 0.0049113
2017-09-24 06:45 | 23577 | 126.75 | 22.4236 | 12 | 426.8372 | 0 | 832563.7912 | 267754.9763 | 159145.8894 | 0 | 108609.0869 | 22.4238 | 22.5238 | 22.4238 | 22.5238 | 0.25 | 900 | 0.077647 | 297.5055 | 0.0057751
2017-09-24 07:00 | 23578 | 127 | 22.4249 | 11.9 | 362.662 | 0 | 832563.7912 | 234377.0631 | 129244.5917 | 0 | 105132.4714 | 22.4263 | 22.5263 | 22.4263 | 22.5263 | 0.25 | 900 | 0.08625 | 260.419 | 0.0056153
2017-09-24 07:15 | 23579 | 127.25 | 22.4334 | 12.075 | 319.1102 | 0 | 832563.7912 | 215260.1843 | 112115.9952 | 0 | 103144.1891 | 22.4289 | 22.5289 | 22.4289 | 22.5289 | 0.25 | 900 | 0.093955 | 239.178 | 0.005618
2017-09-24 07:30 | 23580 | 127.5 | 22.4357 | 12.25 | 278.6932 | 0 | 917156.0991 | 201212.1754 | 99566.018 | 0 | 101646.1573 | 22.4314 | 22.5314 | 22.4314 | 22.5314 | 0.25 | 900 | 0.10166 | 223.5691 | 0.005682
2017-09-24 07:45 | 23581 | 127.75 | 22.4373 | 12.425 | 207.6239 | 0 | 917156.0991 | 187917.4889 | 87684.5003 | 0 | 100232.9886 | 22.4341 | 22.5341 | 22.4341 | 22.5341 | 0.25 | 900 | 0.10937 | 208.7972 | 0.0057088
2017-09-24 08:00 | 23582 | 128 | 22.4388 | 12.6 | 120.3773 | 0 | 917156.0991 | 165354.4177 | 67495.4513 | 0 | 97858.9664 | 22.4369 | 22.5369 | 22.4369 | 22.5369 | 0.25 | 900 | 0.11707 | 183.7271 | 0.0053772
2017-09-24 08:15 | 23583 | 128.25 | 22.4457 | 12.725 | 182.564 | 0 | 917156.0991 | 137914.6224 | 42927.591 | 0 | 94987.0314 | 22.4397 | 22.5397 | 22.4397 | 22.5397 | 0.25 | 900 | 0.10799 | 153.2385 | 0.0041371
2017-09-24 08:30 | 23584 | 128.5 | 22.4475 | 12.85 | 74.4823 | 0 | 802160.3193 | 156565.9539 | 59647.683 | 0 | 96918.2709 | 22.4426 | 22.5426 | 22.4426 | 22.5426 | 0.25 | 900 | 0.09891 | 173.9622 | 0.0043016
2017-09-24 08:45 | 23585 | 128.75 | 22.4441 | 12.975 | 0 | 31.7379 | 802160.3193 | 123004.2707 | 29579.0499 | 0 | 93425.2208 | 22.4456 | 22.5456 | 22.4456 | 22.5456 | 0.25 | 900 | 0.08983 | 136.6714 | 0.0030693
2017-09-24 09:00 | 23586 | 129 | 22.4991 | 13.1 | 0 | 32.6406 | 802160.3193 | 90000 | 0 | 0 | 90000 | 22.4486 | 22.5486 | 22.4486 | 22.5486 | 0.25 | 900 | 0.08075 | 100 | 0.0020187
2017-09-24 09:15 | 23587.5 | 129.3125 | 22.5528 | 13.625 | 0 | 168.5493 | 778840.1775 | 101000.0039 | 0 | 9180.0106 | 91819.9933 | 22.4533 | 22.5533 | 22.4533 | 22.5533 | 0.125 | 450 | 0.076813 | 112.2222 | 0.0010697
2017-09-24 09:30 | 23589.5 | 129.5625 | 22.5566 | 13.975 | 0 | 263.5207 | 755520.0357 | 134278.2669 | 0 | 36950.6854 | 97327.5816 | 22.4566 | 22.5566 | 22.4566 | 22.5566 | 0.125 | 450 | 0.072875 | 149.1981 | 0.0013441
2017-09-24 09:45 | 23591.5 | 129.8125 | 22.5601 | 14.325 | 0 | 357.8592 | 755520.0357 | 170959.0019 | 0 | 67557.2905 | 103401.7114 | 22.4601 | 22.5601 | 22.4601 | 22.5601 | 0.125 | 450 | 0.068937 | 189.9544 | 0.0016277
2017-09-24 10:00 | 23593 | 130 | 22.5618 | 14.5 | 0 | 407.3054 | 755520.0357 | 185361.4777 | 0 | 79573.2314 | 105788.2463 | 22.4619 | 22.5619 | 22.4619 | 22.5619 | 0.25 | 900 | 0.065 | 205.9572 | 0.0033468
2017-09-24 10:15 | 23594 | 130.25 | 22.569 | 14.55 | 0 | 480.0373 | 755520.0357 | 213026.9746 | 0 | 102649.3664 | 110377.6083 | 22.4656 | 22.5656 | 22.4656 | 22.5656 | 0.25 | 900 | 0.063245 | 236.6966 | 0.0037425
2017-09-24 10:30 | 23595 | 130.5 | 22.5641 | 14.6 | 0 | 556.6932 | 771370.9002 | 238059.7463 | 0 | 123525.4311 | 114534.3152 | 22.4694 | 22.5694 | 22.4694 | 22.5694 | 0.25 | 900 | 0.06149 | 264.5108 | 0.0040662
2017-09-24 10:45 | 23596 | 130.75 | 22.5696 | 14.65 | 0 | 552.8087 | 771370.9002 | 261924.7991 | 0 | 143421.5184 | 118503.2807 | 22.4732 | 22.5732 | 22.4732 | 22.5732 | 0.25 | 900 | 0.059735 | 291.0276 | 0.0043461
2017-09-24 11:00 | 23597 | 131 | 22.5738 | 14.7 | 0 | 561.4929 | 771370.9002 | 259689.4755 | 0 | 141531.1924 | 118158.2832 | 22.477 | 22.577 | 22.477 | 22.577 | 0.25 | 900 | 0.05798 | 288.5439 | 0.0041824
2017-09-24 11:15 | 23598.5 | 131.3125 | 22.583 | 15.225 | 0 | 549.5286 | 778056.2848 | 259561.3996 | 0 | 141380.8284 | 118180.5712 | 22.4827 | 22.5827 | 22.4827 | 22.5827 | 0.125 | 450 | 0.05026 | 288.4016 | 0.0018127
2017-09-24 11:30 | 23600.5 | 131.5625 | 22.5862 | 15.575 | 0 | 536.4216 | 784741.6695 | 257610.6587 | 0 | 139721.5329 | 117889.1258 | 22.4868 | 22.5868 | 22.4868 | 22.5868 | 0.125 | 450 | 0.04254 | 286.2341 | 0.0015221
2017-09-24 11:45 | 23602.5 | 131.8125 | 22.5904 | 15.925 | 0 | 517.0705 | 784741.6695 | 254384.0106 | 0 | 137003.5328 | 117380.4778 | 22.491 | 22.591 | 22.491 | 22.591 | 0.125 | 450 | 0.03482 | 282.6489 | 0.0012312
2017-09-24 12:00 | 23604 | 132 | 22.5925 | 16.1 | 0 | 514.7295 | 784741.6695 | 251289.6284 | 0 | 134413.1652 | 116876.4632 | 22.4932 | 22.5932 | 22.4932 | 22.5932 | 0.25 | 900 | 0.0271 | 279.2107 | 0.0018917
2017-09-24 12:15 | 23605 | 132.25 | 22.5945 | 16.2 | 0 | 473.6931 | 784741.6695 | 244436.0616 | 0 | 128677.6144 | 115758.4472 | 22.4977 | 22.5977 | 22.4977 | 22.5977 | 0.25 | 900 | 0.02267 | 271.5956 | 0.0015393
2017-09-24 12:30 | 23606 | 132.5 | 22.5986 | 16.3 | 0 | 415.9536 | 774510.3167 | 243921.4475 | 0 | 120138.306 | 123783.1415 | 22.5022 | 22.6022 | 22.5022 | 22.6022 | 0.25 | 900 | 0.01824 | 271.0238 | 0.0012359
2017-09-24 12:45 | 23607 | 132.75 | 22.6039 | 16.4 | 0 | 374.8487 | 774510.3167 | 226228.9449 | 0 | 105386.3534 | 120842.5915 | 22.5067 | 22.6067 | 22.5067 | 22.6067 | 0.25 | 900 | 0.01381 | 251.3655 | 0.00086784
2017-09-24 13:00 | 23608 | 133 | 22.6096 | 16.5 | 0 | 343.0023 | 774510.3167 | 213520.7379 | 0 | 94787.0203 | 118733.7176 | 22.5113 | 22.6113 | 22.5113 | 22.6113 | 0.25 | 900 | 0.00938 | 237.2453 | 0.00055634
2017-09-24 13:15 | 23609 | 133.25 | 22.6177 | 16.375 | 0 | 316.3149 | 774510.3167 | 203747.6631 | 0 | 86636.9209 | 117110.7421 | 22.5159 | 22.6159 | 22.5159 | 22.6159 | 0.25 | 900 | 0.010393 | 226.3863 | 0.00058818
2017-09-24 13:30 | 23610 | 133.5 | 22.6227 | 16.25 | 0 | 300.7811 | 761050.4743 | 194929.1202 | 0 | 79284.407 | 115644.7132 | 22.5204 | 22.6204 | 22.5204 | 22.6204 | 0.25 | 900 | 0.011405 | 216.5879 | 0.00061755
2017-09-24 13:45 | 23611 | 133.75 | 22.6275 | 16.125 | 0 | 277.1756 | 761050.4743 | 189537.0948 | 0 | 74786.2185 | 114750.8763 | 22.5248 | 22.6248 | 22.5248 | 22.6248 | 0.25 | 900 | 0.012417 | 210.5968 | 0.00065377
2017-09-24 14:00 | 23612 | 134 | 22.6322 | 16 | 0 | 255.6219 | 761050.4743 | 181737.0285 | 0 | 68284.2316 | 113452.7969 | 22.5291 | 22.6291 | 22.5291 | 22.6291 | 0.25 | 900 | 0.01343 | 201.93 | 0.00067798
2017-09-24 14:15 | 23613.5 | 134.3125 | 22.6376 | 15.6625 | 0 | 233.1558 | 763332.6768 | 168856.4073 | 0 | 59685.1651 | 109171.2422 | 22.5354 | 22.6354 | 22.5354 | 22.6354 | 0.125 | 450 | 0.01355 | 187.6182 | 0.0003185
2017-09-24 14:30 | 23615 | 134.5 | 22.6373 | 15.55 | 0 | 222.2769 | 765614.8792 | 163100.4843 | 0 | 57024.2771 | 106076.2072 | 22.5375 | 22.6375 | 22.5375 | 22.6375 | 0.25 | 900 | 0.01367 | 181.2228 | 0.00061933
2017-09-24 14:45 | 23616 | 134.75 | 22.6474 | 15.325 | 0 | 180.964 | 765614.8792 | 154207.4585 | 0 | 53432.4693 | 100774.9892 | 22.5414 | 22.6414 | 22.5414 | 22.6414 | 0.25 | 900 | 0.01379 | 171.3416 | 0.0005907
2017-09-24 15:00 | 23617 | 135 | 22.6521 | 15.1 | 0 | 165.9494 | 765614.8792 | 140096.7128 | 0 | 41687.9442 | 98408.7686 | 22.5452 | 22.6452 | 22.5452 | 22.6452 | 0.25 | 900 | 0.01391 | 155.663 | 0.00054132
2017-09-24 15:15 | 23618 | 135.25 | 22.6591 | 15 | 0 | 147.1195 | 765614.8792 | 135023.4729 | 0 | 37466.2748 | 97557.1981 | 22.5488 | 22.6488 | 22.5488 | 22.6488 | 0.25 | 900 | 0.024217 | 150.0261 | 0.00090831
2017-09-24 15:30 | 23619 | 135.5 | 22.6645 | 14.9 | 0 | 131.594 | 833027.0814 | 129068.6106 | 0 | 32510.8839 | 96557.7268 | 22.5524 | 22.6524 | 22.5524 | 22.6524 | 0.25 | 900 | 0.034525 | 143.4096 | 0.0012378
2017-09-24 15:45 | 23620 | 135.75 | 22.667 | 14.8 | 0 | 107.2525 | 833027.0814 | 124184.9947 | 0 | 28447.9777 | 95737.017 | 22.5558 | 22.6558 | 22.5558 | 22.6558 | 0.25 | 900 | 0.044832 | 137.9833 | 0.0015465
2017-09-24 16:00 | 23621 | 136 | 22.6708 | 14.7 | 0 | 74.0052 | 833027.0814 | 116720.658 | 0 | 22237.7038 | 94482.9541 | 22.5592 | 22.6592 | 22.5592 | 22.6592 | 0.25 | 900 | 0.05514 | 129.6896 | 0.0017878
2017-09-24 16:15 | 23622 | 136.25 | 22.64 | 14.35 | 0 | 105.1866 | 833027.0814 | 106535.5568 | 0 | 13762.4755 | 92773.0813 | 22.5626 | 22.6626 | 22.5626 | 22.6626 | 0.25 | 900 | 0.059443 | 118.3728 | 0.0017591
2017-09-24 16:30 | 23623 | 136.5 | 22.6042 | 14 | 0 | 23.5279 | 1054199.8844 | 115416.2696 | 0 | 21156.2743 | 94259.9953 | 22.5657 | 22.6657 | 22.5657 | 22.6657 | 0.25 | 900 | 0.063745 | 128.2403 | 0.0020437
2017-09-24 16:45 | 23624.5 | 136.8125 | 22.5715 | 13.475 | 116.4529 | 0 | 1054199.8844 | 100129.5531 | 9087.8556 | 0 | 91041.6975 | 22.57 | 22.67 | 22.57 | 22.67 | 0.125 | 450 | 0.068047 | 111.2551 | 0.00093995
2017-09-24 17:00 | 23626 | 137 | 22.5728 | 13.3 | 155.5889 | 0 | 1054199.8844 | 110259.1063 | 18175.7113 | 0 | 92083.395 | 22.5713 | 22.6713 | 22.5713 | 22.6713 | 0.25 | 900 | 0.07235 | 122.5101 | 0.0022159
2017-09-24 17:15 | 23627 | 137.25 | 22.5873 | 13.275 | 116.4517 | 0 | 1054199.8844 | 152017.1078 | 55614.041 | 0 | 96403.0668 | 22.5738 | 22.6738 | 22.5738 | 22.6738 | 0.25 | 900 | 0.078315 | 168.9079 | 0.003307
2017-09-24 17:30 | 23628 | 137.5 | 22.5853 | 13.25 | 138.5027 | 0 | 1330183.6065 | 134901.1048 | 40263.8876 | 0 | 94637.2171 | 22.5763 | 22.6763 | 22.5763 | 22.6763 | 0.25 | 900 | 0.08428 | 149.8901 | 0.0031582
2017-09-24 17:45 | 23629 | 137.75 | 22.5934 | 13.225 | 188.9144 | 0 | 1330183.6065 | 141482.1369 | 46163.7377 | 0 | 95318.3992 | 22.5787 | 22.6787 | 22.5787 | 22.6787 | 0.25 | 900 | 0.090245 | 157.2024 | 0.0035467
2017-09-24 18:00 | 23630 | 138 | 22.5974 | 13.2 | 188.3458 | 0 | 1330183.6065 | 156923.3149 | 60007.7786 | 0 | 96915.5362 | 22.5811 | 22.6811 | 22.5811 | 22.6811 | 0.25 | 900 | 0.09621 | 174.3592 | 0.0041938
2017-09-24 18:15 | 23631 | 138.25 | 22.5955 | 13.15 | 89.5135 | 0 | 1330183.6065 | 156799.7261 | 59894.9878 | 0 | 96904.7383 | 22.5835 | 22.6835 | 22.5835 | 22.6835 | 0.25 | 900 | 0.098507 | 174.2219 | 0.0042905
2017-09-24 18:30 | 23632 | 138.5 | 22.5977 | 13.1 | 104.2931 | 0 | 1419081.7863 | 126932.6335 | 33112.9154 | 0 | 93819.7181 | 22.5858 | 22.6858 | 22.5858 | 22.6858 | 0.25 | 900 | 0.10081 | 141.0363 | 0.0035543
2017-09-24 18:45 | 23633 | 138.75 | 22.5999 | 13.05 | 101.9826 | 0 | 1419081.7863 | 131642.8606 | 37333.5242 | 0 | 94309.3365 | 22.5881 | 22.6881 | 22.5881 | 22.6881 | 0.25 | 900 | 0.1031 | 146.2698 | 0.0037702
2017-09-24 19:00 | 23634 | 139 | 22.6026 | 13 | 100.3425 | 0 | 1419081.7863 | 131114.9854 | 36857.8338 | 0 | 94257.1516 | 22.5903 | 22.6903 | 22.5903 | 22.6903 | 0.25 | 900 | 0.1054 | 145.6833 | 0.0038388
2017-09-24 19:15 | 23635 | 139.25 | 22.5879 | 13 | 87.8818 | 0 | 1419081.7863 | 130795.1561 | 36568.6939 | 0 | 94226.4623 | 22.5926 | 22.6926 | 22.5926 | 22.6926 | 0.25 | 900 | 0.10895 | 145.328 | 0.0039584
2017-09-24 19:30 | 23636 | 139.5 | 22.5909 | 13 | 142.3114 | 0 | 1392175.501 | 126799.3162 | 32986.8312 | 0 | 93812.485 | 22.5948 | 22.6948 | 22.5948 | 22.6948 | 0.25 | 900 | 0.1125 | 140.8881 | 0.0039625
2017-09-24 19:45 | 23637 | 139.75 | 22.5932 | 13 | 146.1378 | 0 | 1392175.501 | 143558.0115 | 48009.2911 | 0 | 95548.7204 | 22.5969 | 22.6969 | 22.5969 | 22.6969 | 0.25 | 900 | 0.11605 | 159.5089 | 0.0046278
2017-09-24 20:00 | 23638 | 140 | 22.5957 | 13 | 171.1185 | 0 | 1392175.501 | 144723.1959 | 49053.76 | 0 | 95669.4359 | 22.5991 | 22.6991 | 22.5991 | 22.6991 | 0.25 | 900 | 0.1196 | 160.8036 | 0.004808
2017-09-24 20:15 | 23639 | 140.25 | 22.6102 | 12.875 | 188.6199 | 0 | 1392175.501 | 152331.2277 | 55873.584 | 0 | 96457.6437 | 22.6013 | 22.7013 | 22.6013 | 22.7013 | 0.25 | 900 | 0.11278 | 169.2569 | 0.0047721
2017-09-24 20:30 | 23640 | 140.5 | 22.6118 | 12.75 | 169.2691 | 0 | 1377595.0107 | 158276.7738 | 61192.9745 | 0 | 97083.7992 | 22.6034 | 22.7034 | 22.6034 | 22.7034 | 0.25 | 900 | 0.10595 | 175.8631 | 0.0046584
2017-09-24 20:45 | 23641 | 140.75 | 22.6148 | 12.625 | 185.151 | 0 | 1377595.0107 | 152723.9596 | 56206.8753 | 0 | 96517.0844 | 22.6054 | 22.7054 | 22.6054 | 22.7054 | 0.25 | 900 | 0.099132 | 169.6933 | 0.0042055
2017-09-24 21:00 | 23642 | 141 | 22.617 | 12.5 | 182.1704 | 0 | 1377595.0107 | 158078.5384 | 60994.8672 | 0 | 97083.6713 | 22.6073 | 22.7073 | 22.6073 | 22.7073 | 0.25 | 900 | 0.09231 | 175.6428 | 0.0040534
2017-09-24 21:15 | 23643 | 141.25 | 22.6147 | 12.375 | 186.9579 | 0 | 1377595.0107 | 157653.194 | 60603.5633 | 0 | 97049.6307 | 22.6091 | 22.7091 | 22.6091 | 22.7091 | 0.25 | 900 | 0.090722 | 175.1702 | 0.003973
2017-09-24 21:30 | 23644 | 141.5 | 22.6167 | 12.25 | 209.8335 | 0 | 1264143.4163 | 159565.1948 | 62305.7828 | 0 | 97259.412 | 22.6109 | 22.7109 | 22.6109 | 22.7109 | 0.25 | 900 | 0.089135 | 177.2947 | 0.0039508
2017-09-24 21:45 | 23645 | 141.75 | 22.6185 | 12.125 | 218.3554 | 0 | 1264143.4163 | 167156.7269 | 69093.3675 | 0 | 98063.3594 | 22.6126 | 22.7126 | 22.6126 | 22.7126 | 0.25 | 900 | 0.087548 | 185.7297 | 0.004065
2017-09-24 22:00 | 23646 | 142 | 22.6203 | 12 | 231.0689 | 0 | 1264143.4163 | 170306.7315 | 71901.9142 | 0 | 98404.8173 | 22.6142 | 22.7142 | 22.6142 | 22.7142 | 0.25 | 900 | 0.08596 | 189.2297 | 0.0040665
2017-09-24 22:15 | 23647 | 142.25 | 22.6208 | 11.725 | 298.1333 | 0 | 1264143.4163 | 174765.9926 | 75881.4861 | 0 | 98884.5065 | 22.6157 | 22.7157 | 22.6157 | 22.7157 | 0.25 | 900 | 0.081982 | 194.1844 | 0.0039799
2017-09-24 22:30 | 23648 | 142.5 | 22.6237 | 11.45 | 334.8191 | 0 | 1009469.0009 | 196674.7925 | 95457.8341 | 0 | 101216.9583 | 22.617 | 22.717 | 22.617 | 22.717 | 0.25 | 900 | 0.078005 | 218.5275 | 0.0042616
2017-09-24 22:45 | 23649 | 142.75 | 22.624 | 11.175 | 358.475 | 0 | 1009469.0009 | 209400.3974 | 106804.6088 | 0 | 102595.7886 | 22.6182 | 22.7182 | 22.6182 | 22.7182 | 0.25 | 900 | 0.074027 | 232.6671 | 0.0043059
2017-09-24 23:00 | 23650 | 143 | 22.622 | 10.9 | 390.3457 | 0 | 1009469.0009 | 218128.3085 | 114567.838 | 0 | 103560.4706 | 22.6193 | 22.7193 | 22.6193 | 22.7193 | 0.25 | 900 | 0.07005 | 242.3648 | 0.0042444
2017-09-24 23:15 | 23651 | 143.25 | 22.6223 | 10.825 | 465.9075 | 0 | 1009469.0009 | 229509.156 | 124696.075 | 0 | 104813.081 | 22.6202 | 22.7202 | 22.6202 | 22.7202 | 0.25 | 900 | 0.069445 | 255.0102 | 0.0044273
2017-09-24 23:30 | 23652 | 143.5 | 22.6235 | 10.75 | 509.323 | 0 | 787730.259 | 253654.4026 | 146262.1373 | 0 | 107392.2653 | 22.621 | 22.721 | 22.621 | 22.721 | 0.25 | 900 | 0.06884 | 281.8382 | 0.0048504
2017-09-24 23:45 | 23653 | 143.75 | 22.6246 | 10.675 | 546.4695 | 0 | 787730.259 | 267718.6637 | 158814.9377 | 0 | 108903.726 | 22.6218 | 22.7218 | 22.6218 | 22.7218 | 0.25 | 900 | 0.068235 | 297.4652 | 0.0050744
2017-09-25 | 23654 | 144 | 22.6257 | 10.6 | 581.3764 | 0 | 787730.259 | 279806.0388 | 169598.6386 | 0 | 110207.4001 | 22.6225 | 22.7225 | 22.6225 | 22.7225 | 0.25 | 900 | 0.068235 | 310.8956 | 0.0053035

## Details_2025-10-04
datetime | Unnamed: 0 | sim_time | Zone Air Temperature,LIVING_UNIT1 | Site Outdoor Air Drybulb Temperature,ENVIRONMENT | Zone Air System Sensible Heating Rate,LIVING_UNIT1 | Zone Air System Sensible Cooling Rate,LIVING_UNIT1 | Electricity:Building | Electricity:HVAC | Heating:Electricity | Cooling:Electricity | Fans:Electricity | Zone Thermostat Heating Setpoint Temperature,LIVING_UNIT1 | Zone Thermostat Cooling Setpoint Temperature,LIVING_UNIT1 | Zone Temperature Control,Heating Setpoint,LIVING_UNIT1 | Zone Temperature Control,Cooling Setpoint,LIVING_UNIT1 | dt_hours | dt_seconds | current_price | P_total_W | step_cost_real
2017-10-04 | 26520 | 120 | 19.9693 | 10.3 | 242.8892 | 0 | 787730.259 | 184888.7749 | 0 | 0 | 0 | 19.9599 | 20.0599 | 19.9599 | 20.0599 | 0.25 | 900 | 0.00594 | 0 | 0
2017-10-04 00:15 | 26521 | 120.25 | 19.9802 | 10.275 | 318.9584 | 0 | 787730.259 | 188055.7464 | 78897.912 | 0 | 109157.8345 | 19.9752 | 20.0752 | 19.9752 | 20.0752 | 0.25 | 900 | 0.00213 | 208.9508 | 0.00011127
2017-10-04 00:30 | 26522 | 120.5 | 19.9966 | 10.25 | 348.3276 | 0 | 613262.9701 | 212410.9885 | 100645.0783 | 0 | 111765.9102 | 19.9905 | 20.0905 | 19.9905 | 20.0905 | 0.25 | 900 | 0.00124 | 236.0122 | 7.3164e-05
2017-10-04 00:45 | 26523 | 120.75 | 20.0126 | 10.225 | 375.7686 | 0 | 613262.9701 | 221945.8756 | 109156.1422 | 0 | 112789.7334 | 20.0056 | 20.1056 | 20.0056 | 20.1056 | 0.25 | 900 | 0.00071 | 246.6065 | 4.3773e-05
2017-10-04 01:00 | 26524 | 121 | 20.029 | 10.2 | 409.0308 | 0 | 613262.9701 | 224269.9515 | 117052.7477 | 0 | 107217.2037 | 20.0206 | 20.1206 | 20.0206 | 20.1206 | 0.25 | 900 | 0.00084 | 249.1888 | 5.233e-05
2017-10-04 01:15 | 26525 | 121.25 | 20.0394 | 10.175 | 446.8637 | 0 | 613262.9701 | 231766.7391 | 126588.4919 | 0 | 105178.2472 | 20.0356 | 20.1356 | 20.0356 | 20.1356 | 0.25 | 900 | 0.00084 | 257.5186 | 5.4079e-05
2017-10-04 01:30 | 26526 | 121.5 | 20.0547 | 10.15 | 511.2705 | 0 | 562337.4017 | 243817.253 | 137343.9324 | 0 | 106473.3207 | 20.0504 | 20.1504 | 20.0504 | 20.1504 | 0.25 | 900 | -0.00272 | 270.9081 | -0.00018422
2017-10-04 01:45 | 26527 | 121.75 | 20.0705 | 10.125 | 547.758 | 0 | 562337.4017 | 264385.3682 | 155703.7292 | 0 | 108681.639 | 20.0653 | 20.1653 | 20.0653 | 20.1653 | 0.25 | 900 | -0.00407 | 293.7615 | -0.0002989
2017-10-04 02:00 | 26528 | 122 | 20.0865 | 10.1 | 582.6172 | 0 | 562337.4017 | 276074.9935 | 166135.1485 | 0 | 109939.845 | 20.0801 | 20.1801 | 20.0801 | 20.1801 | 0.25 | 900 | -0.00221 | 306.75 | -0.00016948
2017-10-04 02:15 | 26529 | 122.25 | 20.1179 | 10.15 | 609.8287 | 0 | 562337.4017 | 287228.4276 | 176087.1072 | 0 | 111141.3205 | 20.0947 | 20.1947 | 20.0947 | 20.1947 | 0.25 | 900 | -0.00318 | 319.1427 | -0.00025372
2017-10-04 02:30 | 26530 | 122.5 | 20.1324 | 10.2 | 578.2844 | 0 | 545753.3182 | 295735.0204 | 183694.9409 | 0 | 112040.0795 | 20.1094 | 20.2094 | 20.1094 | 20.2094 | 0.25 | 900 | -0.00404 | 328.5945 | -0.00033188
2017-10-04 02:45 | 26531 | 122.75 | 20.147 | 10.25 | 587.9335 | 0 | 545753.3182 | 285226.2189 | 174324.3358 | 0 | 110901.8831 | 20.1239 | 20.2239 | 20.1239 | 20.2239 | 0.25 | 900 | -0.00409 | 316.918 | -0.00032405
2017-10-04 03:00 | 26532 | 123 | 20.1612 | 10.3 | 575.7853 | 0 | 545753.3182 | 287898.6873 | 176723.2432 | 0 | 111175.4441 | 20.1384 | 20.2384 | 20.1384 | 20.2384 | 0.25 | 900 | -0.00454 | 319.8874 | -0.00036307
2017-10-04 03:15 | 26533 | 123.25 | 20.1611 | 10.2 | 576.4002 | 0 | 545753.3182 | 283758.3596 | 173038.2324 | 0 | 110720.1272 | 20.1529 | 20.2529 | 20.1529 | 20.2529 | 0.25 | 900 | -0.0045 | 315.2871 | -0.0003547
2017-10-04 03:30 | 26534 | 123.5 | 20.1758 | 10.1 | 625.3242 | 0 | 533363.667 | 284265.9888 | 173466.9128 | 0 | 110799.0761 | 20.1672 | 20.2672 | 20.1672 | 20.2672 | 0.25 | 900 | -0.00464 | 315.8511 | -0.00036639
2017-10-04 03:45 | 26535 | 123.75 | 20.1904 | 10 | 634.2678 | 0 | 533363.667 | 300497.2834 | 187933.647 | 0 | 112563.6364 | 20.1814 | 20.2814 | 20.1814 | 20.2814 | 0.25 | 900 | -0.00468 | 333.8859 | -0.00039065
2017-10-04 04:00 | 26536 | 124 | 20.2051 | 9.9 | 658.9365 | 0 | 533363.667 | 304028.8387 | 191059.4092 | 0 | 112969.4295 | 20.1954 | 20.2954 | 20.1954 | 20.2954 | 0.25 | 900 | -0.00468 | 337.8098 | -0.00039524
2017-10-04 04:15 | 26537 | 124.25 | 20.2309 | 9.975 | 659.0833 | 0 | 533363.667 | 470183.9912 | 356276.8985 | 0 | 113907.0927 | 20.2093 | 20.3093 | 20.2093 | 20.3093 | 0.25 | 900 | -0.0047 | 522.4267 | -0.00061385
2017-10-04 04:30 | 26538 | 124.5 | 20.2444 | 10.05 | 624.4222 | 0 | 566989.6412 | 470111.934 | 356237.0703 | 0 | 113874.8637 | 20.2232 | 20.3232 | 20.2232 | 20.3232 | 0.25 | 900 | -0.00479 | 522.3466 | -0.00062551
2017-10-04 04:45 | 26539 | 124.75 | 20.2579 | 10.125 | 621.7594 | 0 | 566989.6412 | 300841.0405 | 188227.1435 | 0 | 112613.897 | 20.2371 | 20.3371 | 20.2371 | 20.3371 | 0.25 | 900 | -0.005 | 334.2678 | -0.00041783
2017-10-04 05:00 | 26540 | 125 | 20.2712 | 10.2 | 604.2158 | 0 | 566989.6412 | 299509.0016 | 187057.9622 | 0 | 112451.0394 | 20.2509 | 20.3509 | 20.2509 | 20.3509 | 0.25 | 900 | -0.00465 | 332.7878 | -0.00038687
2017-10-04 05:15 | 26541 | 125.25 | 20.2608 | 10.05 | 568.4142 | 0 | 566989.6412 | 293536.9193 | 181745.2516 | 0 | 111791.6677 | 20.2646 | 20.3646 | 20.2646 | 20.3646 | 0.25 | 900 | -0.00473 | 326.1521 | -0.00038567
2017-10-04 05:30 | 26542 | 125.5 | 20.2741 | 9.9 | 639.6688 | 0 | 696064.4026 | 282802.0528 | 172122.9395 | 0 | 110679.1133 | 20.2783 | 20.3783 | 20.2783 | 20.3783 | 0.25 | 900 | -0.00493 | 314.2245 | -0.00038728
2017-10-04 05:45 | 26543 | 125.75 | 20.2876 | 9.75 | 652.6699 | 0 | 696064.4026 | 464886.0468 | 351611.6643 | 0 | 113274.3825 | 20.2917 | 20.3917 | 20.2917 | 20.3917 | 0.25 | 900 | -0.00547 | 516.5401 | -0.00070637
2017-10-04 06:00 | 26544 | 126 | 20.3011 | 9.6 | 695.1297 | 0 | 696064.4026 | 469560.62 | 355680.7887 | 0 | 113879.8312 | 20.305 | 20.405 | 20.305 | 20.405 | 0.25 | 900 | -0.00329 | 521.734 | -0.00042913
2017-10-04 06:15 | 26545 | 126.25 | 20.3337 | 9.5 | 703.3283 | 0 | 696064.4026 | 482593.594 | 367103.8531 | 0 | 115489.7408 | 20.3181 | 20.4181 | 20.3181 | 20.4181 | 0.25 | 900 | -0.00406 | 536.2151 | -0.00054426
2017-10-04 06:30 | 26546 | 126.5 | 20.3474 | 9.4 | 656.808 | 0 | 832563.7912 | 486047.791 | 370109.731 | 0 | 115938.06 | 20.3312 | 20.4312 | 20.3312 | 20.4312 | 0.25 | 900 | -0.00418 | 540.0531 | -0.00056436
2017-10-04 06:45 | 26547 | 126.75 | 20.361 | 9.3 | 662.2958 | 0 | 832563.7912 | 473224.7463 | 358794.0127 | 0 | 114430.7337 | 20.344 | 20.444 | 20.344 | 20.444 | 0.25 | 900 | -0.00219 | 525.8053 | -0.00028788
2017-10-04 07:00 | 26548 | 127 | 20.3727 | 9.2 | 537.6682 | 0 | 832563.7912 | 475475.3482 | 360741.4988 | 0 | 114733.8494 | 20.3568 | 20.4568 | 20.3568 | 20.4568 | 0.25 | 900 | -0.00081 | 528.3059 | -0.00010698
2017-10-04 07:15 | 26549 | 127.25 | 20.3673 | 9.2 | 456.5064 | 0 | 832563.7912 | 440448.0409 | 329903.5283 | 0 | 110544.5126 | 20.3694 | 20.4694 | 20.3694 | 20.4694 | 0.25 | 900 | -0.00029 | 489.3867 | -3.5481e-05
2017-10-04 07:30 | 26550 | 127.5 | 20.3784 | 9.2 | 384.3809 | 0 | 917156.0991 | 416872.3513 | 309169.4733 | 0 | 107702.878 | 20.382 | 20.482 | 20.382 | 20.482 | 0.25 | 900 | 0.00013 | 463.1915 | 1.5054e-05
2017-10-04 07:45 | 26551 | 127.75 | 20.3896 | 9.2 | 290.5771 | 0 | 917156.0991 | 396303.3703 | 291079.7211 | 0 | 105223.6492 | 20.3944 | 20.4944 | 20.3944 | 20.4944 | 0.25 | 900 | 1e-05 | 440.3371 | 1.1008e-06
2017-10-04 08:00 | 26552 | 128 | 20.4012 | 9.2 | 216.7938 | 0 | 917156.0991 | 369104.4414 | 267159.1446 | 0 | 101945.2968 | 20.4067 | 20.5067 | 20.4067 | 20.5067 | 0.25 | 900 | 0.00031 | 410.116 | 3.1784e-05
2017-10-04 08:15 | 26553 | 128.25 | 20.4426 | 9.225 | 301.5454 | 0 | 917156.0991 | 347620.2611 | 248264.5042 | 0 | 99355.7569 | 20.4189 | 20.5189 | 20.4189 | 20.5189 | 0.25 | 900 | -9e-05 | 386.2447 | -8.6905e-06
2017-10-04 08:30 | 26554 | 128.5 | 20.4528 | 9.25 | 135.018 | 0 | 802160.3193 | 372715.8372 | 270339.3242 | 0 | 102376.513 | 20.4312 | 20.5312 | 20.4312 | 20.5312 | 0.25 | 900 | 0.00018 | 414.1287 | 1.8636e-05
2017-10-04 08:45 | 26555 | 128.75 | 20.4642 | 9.275 | 65.2786 | 0 | 802160.3193 | 323604.5723 | 227147.736 | 0 | 96456.8363 | 20.4433 | 20.5433 | 20.4433 | 20.5433 | 0.25 | 900 | -0.00033 | 359.5606 | -2.9664e-05
2017-10-04 09:00 | 26556 | 129 | 20.4713 | 9.3 | 0 | 46.4792 | 802160.3193 | 303066.6017 | 209084.9383 | 0 | 93981.6633 | 20.4555 | 20.5555 | 20.4555 | 20.5555 | 0.25 | 900 | 0.00282 | 336.7407 | 0.0002374
2017-10-04 09:15 | 26557 | 129.25 | 20.4652 | 9.325 | 0 | 45.8699 | 802160.3193 | 270000 | 180000 | 0 | 90000 | 20.4675 | 20.5675 | 20.4675 | 20.5675 | 0.25 | 900 | 0.00614 | 300 | 0.0004605
2017-10-04 09:30 | 26558 | 129.5 | 20.4848 | 9.35 | 0 | 46.4848 | 755520.0357 | 270000 | 180000 | 0 | 90000 | 20.4795 | 20.5795 | 20.4795 | 20.5795 | 0.25 | 900 | 0.0073 | 300 | 0.0005475
2017-10-04 09:45 | 26559.5 | 129.8125 | 20.5939 | 9.3875 | 0 | 135.5416 | 755520.0357 | 270000 | 180000 | 0 | 90000 | 20.4974 | 20.5974 | 20.4974 | 20.5974 | 0.125 | 450 | 0.00214 | 300 | 8.025e-05
2017-10-04 10:00 | 26562 | 130.0833 | 20.6116 | 9.6667 | 0 | 277.5388 | 755520.0357 | 299696.119 | 174343.2561 | 29293.3012 | 96059.5617 | 20.5112 | 20.6112 | 20.5112 | 20.6112 | 0.083333 | 300 | 0.00714 | 332.9957 | 0.00019813
2017-10-04 10:15 | 26565.5 | 130.3438 | 20.6245 | 10.1 | 0 | 382.9836 | 767408.184 | 331319.2189 | 168315.9142 | 60487.193 | 102516.1117 | 20.5241 | 20.6241 | 20.5241 | 20.6241 | 0.0625 | 225 | 0.00264 | 368.1325 | 6.0674e-05
2017-10-04 10:30 | 26569.5 | 130.5938 | 20.6366 | 10.5 | 0 | 479.8591 | 771370.9002 | 235570.1276 | 41812.3977 | 85963.8155 | 107793.9143 | 20.5362 | 20.6362 | 20.5362 | 20.6362 | 0.0625 | 225 | 0.00104 | 261.7446 | 1.7176e-05
2017-10-04 10:45 | 26573.5 | 130.8438 | 20.6489 | 10.9 | 0 | 547.8731 | 771370.9002 | 222619.7476 | 0 | 109865.0554 | 112754.6921 | 20.5484 | 20.6484 | 20.5484 | 20.6484 | 0.0625 | 225 | 0 | 247.3553 | 0
2017-10-04 11:00 | 26577 | 131.0833 | 20.6602 | 10.8833 | 0 | 567.8717 | 771370.9002 | 241457.6683 | 0 | 125455.8414 | 116001.8269 | 20.5598 | 20.6598 | 20.5598 | 20.6598 | 0.083333 | 300 | 0.00021 | 268.2863 | 4.695e-06
2017-10-04 11:15 | 26580 | 131.3333 | 20.6728 | 10.7083 | 0 | 567.0295 | 780284.7464 | 247401.9649 | 0 | 130363.1146 | 117038.8502 | 20.5722 | 20.6722 | 20.5722 | 20.6722 | 0.083333 | 300 | -9e-05 | 274.8911 | -2.0617e-06
2017-10-04 11:30 | 26583 | 131.5833 | 20.685 | 10.5333 | 0 | 534.3011 | 784741.6695 | 246534.2597 | 0 | 129623.2781 | 116910.9816 | 20.5845 | 20.6845 | 20.5845 | 20.6845 | 0.083333 | 300 | -2e-05 | 273.927 | -4.5654e-07
2017-10-04 11:45 | 26585.5 | 131.8125 | 20.6949 | 10.3875 | 0 | 449.0989 | 784741.6695 | 238453.1481 | 0 | 122912.3067 | 115540.8414 | 20.5946 | 20.6946 | 20.5946 | 20.6946 | 0.125 | 450 | -1e-05 | 264.9479 | -3.3189e-07
2017-10-04 12:00 | 26587.5 | 132.0625 | 20.707 | 10.3625 | 0 | 400.0098 | 784741.6695 | 213084.9946 | 0 | 101892.4994 | 111192.4952 | 20.6065 | 20.7065 | 20.6065 | 20.7065 | 0.125 | 450 | -9e-05 | 236.7611 | -2.6783e-06
2017-10-04 12:15 | 26589.5 | 132.3125 | 20.7188 | 10.4875 | 0 | 408.6012 | 779625.9931 | 196705.0103 | 0 | 88320.3034 | 108384.7069 | 20.6184 | 20.7184 | 20.6184 | 20.7184 | 0.125 | 450 | -3e-05 | 218.5611 | -8.1923e-07
2017-10-04 12:30 | 26591.5 | 132.5625 | 20.7305 | 10.6125 | 0 | 420.3737 | 774510.3167 | 198226.6304 | 0 | 89569.0006 | 108657.6298 | 20.6303 | 20.7303 | 20.6303 | 20.7303 | 0.125 | 450 | -2e-05 | 220.2518 | -5.506e-07
2017-10-04 12:45 | 26593.5 | 132.8125 | 20.7424 | 10.7375 | 0 | 441.9807 | 774510.3167 | 206367.5572 | 0 | 92280.7151 | 114086.8421 | 20.6422 | 20.7422 | 20.6422 | 20.7422 | 0.125 | 450 | -2e-05 | 229.2973 | -5.7177e-07
2017-10-04 13:00 | 26595 | 133 | 20.7486 | 10.8 | 0 | 475.9317 | 774510.3167 | 214327.0197 | 0 | 94846.9113 | 119480.1083 | 20.6481 | 20.7481 | 20.6481 | 20.7481 | 0.25 | 900 | -0.00021 | 238.1411 | -1.2502e-05
2017-10-04 13:15 | 26597 | 133.3333 | 20.7629 | 10.6333 | 0 | 310.7108 | 765537.0885 | 216754.4711 | 0 | 96851.8232 | 119902.6479 | 20.6679 | 20.7679 | 20.6679 | 20.7679 | 0.083333 | 300 | -0.00021 | 240.8383 | -4.2147e-06
2017-10-04 13:30 | 26600.5 | 133.5938 | 20.7806 | 10.525 | 0 | 188.0123 | 761050.4743 | 175015.9109 | 0 | 62308.9967 | 112706.9142 | 20.6806 | 20.7806 | 20.6806 | 20.7806 | 0.0625 | 225 | -0.00023 | 194.4621 | -2.8095e-06
2017-10-04 13:45 | 26605 | 133.85 | 20.7922 | 10.42 | 0 | 94.8003 | 761050.4743 | 142102.204 | 0 | 35072.0107 | 107030.1933 | 20.6927 | 20.7927 | 20.6927 | 20.7927 | 0.05 | 180 | -0.00043 | 157.8913 | -3.3947e-06
2017-10-04 14:00 | 26610 | 134.1 | 20.804 | 10.26 | 0 | 92.7697 | 761050.4743 | 115846.9228 | 0 | 13349.2152 | 102497.7076 | 20.7041 | 20.8041 | 20.7041 | 20.8041 | 0.05 | 180 | -0.00131 | 128.7188 | -8.4311e-06
2017-10-04 14:15 | 26614.5 | 134.3438 | 20.8149 | 10.0938 | 0 | 124.7187 | 764473.778 | 114540.714 | 0 | 12267.0373 | 102273.6767 | 20.7149 | 20.8149 | 20.7149 | 20.8149 | 0.0625 | 225 | -0.00169 | 127.2675 | -1.3432e-05
2017-10-04 14:30 | 26617.5 | 134.5625 | 20.8234 | 9.9625 | 0 | 157.3353 | 765614.8792 | 120857.3145 | 0 | 17491.3942 | 103365.9203 | 20.7232 | 20.8232 | 20.7232 | 20.8232 | 0.125 | 450 | -0.0032 | 134.2859 | -5.3567e-05
2017-10-04 14:45 | 26619 | 134.75 | 20.8289 | 9.875 | 0 | 211.6801 | 765614.8792 | 125831.3366 | 0 | 21605.4795 | 104225.857 | 20.7288 | 20.8288 | 20.7288 | 20.8288 | 0.25 | 900 | -0.0069 | 139.8126 | -0.00024118
2017-10-04 15:00 | 26620 | 135 | 20.8441 | 9.7 | 0 | 181.2762 | 765614.8792 | 305956.1972 | 173081.3525 | 35463.519 | 97411.3256 | 20.7397 | 20.8397 | 20.7397 | 20.8397 | 0.25 | 900 | -0.00168 | 339.9513 | -0.00014278
2017-10-04 15:15 | 26621 | 135.25 | 20.8523 | 9.85 | 0 | 203.683 | 765614.8792 | 302469.8303 | 173752.895 | 32024.9728 | 96691.9625 | 20.7505 | 20.8505 | 20.7505 | 20.8505 | 0.25 | 900 | -0.00467 | 336.0776 | -0.00039237
2017-10-04 15:30 | 26622 | 135.5 | 20.8638 | 10 | 0 | 188.0555 | 833027.0814 | 308199.0262 | 172653.3009 | 37675.8664 | 97869.8589 | 20.7613 | 20.8613 | 20.7613 | 20.8613 | 0.25 | 900 | -0.00313 | 342.4434 | -0.00026796
2017-10-04 15:45 | 26623 | 135.75 | 20.8763 | 10.15 | 0 | 184.2589 | 833027.0814 | 131484.7613 | 0 | 34320.0738 | 97164.6875 | 20.7721 | 20.8721 | 20.7721 | 20.8721 | 0.25 | 900 | -0.00297 | 146.0942 | -0.00010847
2017-10-04 16:00 | 26624 | 136 | 20.8881 | 10.3 | 0 | 177.3815 | 833027.0814 | 130833.9711 | 0 | 33785.9948 | 97047.9763 | 20.7829 | 20.8829 | 20.7829 | 20.8829 | 0.25 | 900 | -0.00074 | 145.3711 | -2.6894e-05
2017-10-04 16:15 | 26625 | 136.25 | 20.8855 | 10.35 | 0 | 223.3532 | 833027.0814 | 129321.4068 | 0 | 32539.1609 | 96782.2459 | 20.7938 | 20.8938 | 20.7938 | 20.8938 | 0.25 | 900 | -0.00107 | 143.6905 | -3.8437e-05
2017-10-04 16:30 | 26626 | 136.5 | 20.8965 | 10.4 | 0 | 166.1206 | 1054199.8844 | 142999.3033 | 0 | 43864.6734 | 99134.6298 | 20.8047 | 20.9047 | 20.8047 | 20.9047 | 0.25 | 900 | -1e-05 | 158.8881 | -3.9722e-07
2017-10-04 16:45 | 26627 | 136.75 | 20.9047 | 10.45 | 0 | 116.8538 | 1054199.8844 | 126554.3932 | 0 | 30257.9512 | 96296.4419 | 20.8155 | 20.9155 | 20.8155 | 20.9155 | 0.25 | 900 | -0.00057 | 140.616 | -2.0038e-05
2017-10-04 17:00 | 26628 | 137 | 20.9058 | 10.5 | 0 | 39.6719 | 1054199.8844 | 112419.0973 | 0 | 18559.8837 | 93859.2137 | 20.8262 | 20.9262 | 20.8262 | 20.9262 | 0.25 | 900 | -0.00108 | 124.9101 | -3.3726e-05
2017-10-04 17:15 | 26629.5 | 137.3125 | 20.8959 | 10.2375 | 0 | 41.5573 | 1192191.7455 | 90000 | 0 | 0 | 90000 | 20.8423 | 20.9423 | 20.8423 | 20.9423 | 0.125 | 450 | -1e-05 | 100 | -1.25e-07
2017-10-04 17:30 | 26631.5 | 137.5625 | 20.8573 | 10.0625 | 40.8786 | 20.7448 | 1330183.6065 | 90000 | 0 | 0 | 90000 | 20.8527 | 20.9527 | 20.8527 | 20.9527 | 0.125 | 450 | 0 | 100 | 0
2017-10-04 17:45 | 26633.5 | 137.8125 | 20.8639 | 9.8875 | 77.5911 | 0 | 1330183.6065 | 194038.6583 | 102363.7405 | 0 | 91674.9179 | 20.863 | 20.963 | 20.863 | 20.963 | 0.125 | 450 | 0.00072 | 215.5985 | 1.871e-05
2017-10-04 18:00 | 26635.5 | 138.0625 | 20.8741 | 9.7375 | 78.2353 | 0 | 1330183.6065 | 306848.5618 | 212445.9632 | 0 | 94402.5986 | 20.8731 | 20.9731 | 20.8731 | 20.9731 | 0.125 | 450 | -0.00225 | 340.9428 | -9.5707e-05
2017-10-04 18:15 | 26637 | 138.25 | 20.879 | 9.675 | 27.4105 | 0 | 1330183.6065 | 315619.807 | 220164.4455 | 0 | 95455.3615 | 20.8782 | 20.9782 | 20.8782 | 20.9782 | 0.25 | 900 | -0.00055 | 350.6887 | -4.822e-05
2017-10-04 18:30 | 26638 | 138.5 | 20.8965 | 9.55 | 77.4356 | 0 | 1419081.7863 | 297436.3645 | 204150.0251 | 0 | 93286.3394 | 20.8881 | 20.9881 | 20.8881 | 20.9881 | 0.25 | 900 | 0.0056 | 330.4848 | 0.00046268
2017-10-04 18:45 | 26639 | 138.75 | 20.9006 | 9.425 | 74.1981 | 0 | 1419081.7863 | 306927.7808 | 212497.261 | 0 | 94430.5198 | 20.8979 | 20.9979 | 20.8979 | 20.9979 | 0.25 | 900 | 0.00895 | 341.0309 | 0.00076306
2017-10-04 19:00 | 26640 | 139 | 20.9121 | 9.3 | 109.3611 | 0 | 1419081.7863 | 306275.5883 | 211916.142 | 0 | 94359.4463 | 20.9075 | 21.0075 | 20.9075 | 21.0075 | 0.25 | 900 | 0.00948 | 340.3062 | 0.00080653
2017-10-04 19:15 | 26641 | 139.25 | 20.9154 | 9.25 | 103.1851 | 0 | 1419081.7863 | 317121.8653 | 221449.6271 | 0 | 95672.2382 | 20.917 | 21.017 | 20.917 | 21.017 | 0.25 | 900 | 0.01123 | 352.3576 | 0.00098924
2017-10-04 19:30 | 26642 | 139.5 | 20.9263 | 9.2 | 140.7423 | 0 | 1392175.501 | 315421.2509 | 219950.1209 | 0 | 95471.1299 | 20.9265 | 21.0265 | 20.9265 | 21.0265 | 0.25 | 900 | 0.01245 | 350.4681 | 0.0010908
2017-10-04 19:45 | 26643 | 139.75 | 20.9364 | 9.15 | 152.4283 | 0 | 1392175.501 | 326745.5843 | 229905.9025 | 0 | 96839.6819 | 20.9358 | 21.0358 | 20.9358 | 21.0358 | 0.25 | 900 | 0.01161 | 363.0506 | 0.0010538
2017-10-04 20:00 | 26644 | 140 | 20.9467 | 9.1 | 172.9865 | 0 | 1392175.501 | 330388.1004 | 233104.5853 | 0 | 97283.5151 | 20.9451 | 21.0451 | 20.9451 | 21.0451 | 0.25 | 900 | 0.00678 | 367.0979 | 0.00062223
2017-10-04 20:15 | 26645 | 140.25 | 20.9648 | 9.075 | 185.7705 | 0 | 1392175.501 | 336652.4598 | 238608.098 | 0 | 98044.3618 | 20.9543 | 21.0543 | 20.9543 | 21.0543 | 0.25 | 900 | 0.00511 | 374.0583 | 0.00047786
2017-10-04 20:30 | 26646 | 140.5 | 20.9743 | 9.05 | 172.2643 | 0 | 1377595.0107 | 340649.8401 | 242120.2248 | 0 | 98529.6153 | 20.9634 | 21.0634 | 20.9634 | 21.0634 | 0.25 | 900 | 0.00374 | 378.4998 | 0.0003539
2017-10-04 20:45 | 26647 | 140.75 | 20.9837 | 9.025 | 182.5351 | 0 | 1377595.0107 | 336705.7003 | 238649.6152 | 0 | 98056.0851 | 20.9725 | 21.0725 | 20.9725 | 21.0725 | 0.25 | 900 | 0.00277 | 374.1174 | 0.00025908
2017-10-04 21:00 | 26648 | 141 | 20.9925 | 9 | 183.7951 | 0 | 1377595.0107 | 339845.1781 | 241407.1623 | 0 | 98438.0159 | 20.9815 | 21.0815 | 20.9815 | 21.0815 | 0.25 | 900 | 0.00308 | 377.6058 | 0.00029076
2017-10-04 21:15 | 26649 | 141.25 | 20.9925 | 8.95 | 190.0098 | 0 | 1377595.0107 | 340328.8112 | 241829.5735 | 0 | 98499.2378 | 20.9904 | 21.0904 | 20.9904 | 21.0904 | 0.25 | 900 | 0.0023 | 378.1431 | 0.00021743
2017-10-04 21:30 | 26650 | 141.5 | 21.0023 | 8.9 | 230.6327 | 0 | 1264143.4163 | 342252.2271 | 243514.802 | 0 | 98737.4251 | 20.9993 | 21.0993 | 20.9993 | 21.0993 | 0.25 | 900 | 0.00219 | 380.2803 | 0.0002082
2017-10-04 21:45 | 26651 | 141.75 | 21.0114 | 8.85 | 243.9695 | 0 | 1264143.4163 | 354550.0035 | 254318.6922 | 0 | 100231.3112 | 21.008 | 21.108 | 21.008 | 21.108 | 0.25 | 900 | 0.00155 | 393.9444 | 0.00015265
2017-10-04 22:00 | 26652 | 142 | 21.0207 | 8.8 | 269.4463 | 0 | 1264143.4163 | 358708.8982 | 257967.2679 | 0 | 100741.6303 | 21.0167 | 21.1167 | 21.0167 | 21.1167 | 0.25 | 900 | 0.00187 | 398.5654 | 0.00018633
2017-10-04 22:15 | 26653 | 142.25 | 21.0343 | 8.875 | 340.8317 | 0 | 1264143.4163 | 366454.7146 | 264767.4807 | 0 | 101687.2338 | 21.0254 | 21.1254 | 21.0254 | 21.1254 | 0.25 | 900 | 0.00116 | 407.1719 | 0.00011808
2017-10-04 22:30 | 26654 | 142.5 | 21.0433 | 8.95 | 363.7552 | 0 | 1009469.0009 | 387183.6919 | 282998.751 | 0 | 104184.9409 | 21.034 | 21.134 | 21.034 | 21.134 | 0.25 | 900 | 0.00213 | 430.2041 | 0.00022908
2017-10-04 22:45 | 26655 | 142.75 | 21.0525 | 9.025 | 392.5441 | 0 | 1009469.0009 | 393485.3456 | 288552.3255 | 0 | 104933.02 | 21.0426 | 21.1426 | 21.0426 | 21.1426 | 0.25 | 900 | 0.00135 | 437.2059 | 0.00014756
2017-10-04 23:00 | 26656 | 143 | 21.0616 | 9.1 | 412.3509 | 0 | 1009469.0009 | 401520.7728 | 295631.7108 | 0 | 105889.062 | 21.0512 | 21.1512 | 21.0512 | 21.1512 | 0.25 | 900 | 0.00197 | 446.1342 | 0.00021972
2017-10-04 23:15 | 26657 | 143.25 | 21.0675 | 9.05 | 475.3974 | 0 | 1009469.0009 | 406913.5973 | 300389.3383 | 0 | 106524.259 | 21.0598 | 21.1598 | 21.0598 | 21.1598 | 0.25 | 900 | 0.00183 | 452.1262 | 0.00020685
2017-10-04 23:30 | 26658 | 143.5 | 21.0767 | 9 | 520.4467 | 0 | 787730.259 | 425376.8013 | 316611.8573 | 0 | 108764.944 | 21.0683 | 21.1683 | 21.0683 | 21.1683 | 0.25 | 900 | 0.00182 | 472.6409 | 0.00021505
2017-10-04 23:45 | 26659 | 143.75 | 21.0856 | 8.95 | 550.1587 | 0 | 787730.259 | 438763.7265 | 328368.628 | 0 | 110395.0985 | 21.0768 | 21.1768 | 21.0768 | 21.1768 | 0.25 | 900 | 1e-05 | 487.5153 | 1.2188e-06
2017-10-05 | 26660 | 144 | 21.0944 | 8.9 | 580.1814 | 0 | 787730.259 | 447673.0673 | 336187.1537 | 0 | 111485.9137 | 21.0851 | 21.1851 | 21.0851 | 21.1851 | 0.25 | 900 | 1e-05 | 497.4145 | 1.2435e-06

## Details_2025-11-22
datetime | Unnamed: 0 | sim_time | Zone Air Temperature,LIVING_UNIT1 | Site Outdoor Air Drybulb Temperature,ENVIRONMENT | Zone Air System Sensible Heating Rate,LIVING_UNIT1 | Zone Air System Sensible Cooling Rate,LIVING_UNIT1 | Electricity:Building | Electricity:HVAC | Heating:Electricity | Cooling:Electricity | Fans:Electricity | Zone Thermostat Heating Setpoint Temperature,LIVING_UNIT1 | Zone Thermostat Cooling Setpoint Temperature,LIVING_UNIT1 | Zone Temperature Control,Heating Setpoint,LIVING_UNIT1 | Zone Temperature Control,Cooling Setpoint,LIVING_UNIT1 | dt_hours | dt_seconds | current_price | P_total_W | step_cost_real
2017-11-22 | 28395 | 120 | 19.9898 | 6.8 | 1578.6162 | 0 | 787730.259 | 753463.4727 | 0 | 0 | 0 | 19.97 | 20.07 | 19.97 | 20.07 | 0.25 | 900 | 0.1172 | 0 | 0
2017-11-22 00:15 | 28396 | 120.25 | 20.0636 | 6.825 | 1590.658 | 0 | 787730.259 | 759383.2969 | 608523.6173 | 0 | 150859.6797 | 19.9833 | 20.0833 | 19.9833 | 20.0833 | 0.25 | 900 | 0.10343 | 843.7592 | 0.021818
2017-11-22 00:30 | 28397 | 120.5 | 20.0749 | 6.85 | 1342.4576 | 0 | 613262.9701 | 764966.6095 | 613432.3295 | 0 | 151534.28 | 19.9966 | 20.0966 | 19.9966 | 20.0966 | 0.25 | 900 | 0.09168 | 849.9629 | 0.019481
2017-11-22 00:45 | 28398 | 120.75 | 20.0878 | 6.875 | 1228.6309 | 0 | 613262.9701 | 691521.2322 | 549134.4986 | 0 | 142386.7337 | 20.0098 | 20.1098 | 20.0098 | 20.1098 | 0.25 | 900 | 0.08573 | 768.3569 | 0.016468
2017-11-22 01:00 | 28399 | 121 | 20.0977 | 6.9 | 1071.878 | 0 | 613262.9701 | 658282.0919 | 520041.8124 | 0 | 138240.2795 | 20.0229 | 20.1229 | 20.0229 | 20.1229 | 0.25 | 900 | 0.09895 | 731.4245 | 0.018094
2017-11-22 01:15 | 28400 | 121.25 | 20.0026 | 7 | 1027.6575 | 0 | 613262.9701 | 612281.0469 | 479769.6047 | 0 | 132511.4423 | 20.036 | 20.136 | 20.036 | 20.136 | 0.25 | 900 | 0.09259 | 680.3123 | 0.015748
2017-11-22 01:30 | 28401 | 121.5 | 20.0108 | 7.1 | 1362.6869 | 0 | 562337.4017 | 595836.7103 | 465419.6631 | 0 | 130417.0472 | 20.0491 | 20.1491 | 20.0491 | 20.1491 | 0.25 | 900 | 0.09222 | 662.0408 | 0.015263
2017-11-22 01:45 | 28402 | 121.75 | 20.0263 | 7.2 | 1440.3536 | 0 | 562337.4017 | 694326.286 | 551760.2507 | 0 | 142566.0353 | 20.0622 | 20.1622 | 20.0622 | 20.1622 | 0.25 | 900 | 0.0935 | 771.4737 | 0.018033
2017-11-22 02:00 | 28403 | 122 | 20.0397 | 7.3 | 1624.4959 | 0 | 562337.4017 | 715833.5001 | 570674.3128 | 0 | 145159.1872 | 20.0752 | 20.1752 | 20.0752 | 20.1752 | 0.25 | 900 | 0.09037 | 795.3706 | 0.017969
2017-11-22 02:15 | 28404 | 122.25 | 20.1082 | 7.325 | 1744.658 | 0 | 562337.4017 | 766999.6871 | 615589.5132 | 0 | 151410.174 | 20.0882 | 20.1882 | 20.0882 | 20.1882 | 0.25 | 900 | 0.08916 | 852.2219 | 0.018996
2017-11-22 02:30 | 28405 | 122.5 | 20.1239 | 7.35 | 1658.2969 | 0 | 545753.3182 | 802296.5997 | 646546.3296 | 0 | 155750.2702 | 20.1012 | 20.2012 | 20.1012 | 20.2012 | 0.25 | 900 | 0.08723 | 891.4407 | 0.01944
2017-11-22 02:45 | 28406 | 122.75 | 20.1373 | 7.375 | 1708.187 | 0 | 545753.3182 | 776113.0622 | 623617.2403 | 0 | 152495.8218 | 20.1141 | 20.2141 | 20.1141 | 20.2141 | 0.25 | 900 | 0.087 | 862.3478 | 0.018756
2017-11-22 03:00 | 28407 | 123 | 20.1502 | 7.4 | 1698.7199 | 0 | 545753.3182 | 789746.0954 | 635587.5939 | 0 | 154158.5014 | 20.127 | 20.227 | 20.127 | 20.227 | 0.25 | 900 | 0.08664 | 877.4957 | 0.019007
2017-11-22 03:15 | 28408 | 123.25 | 20.1769 | 7.525 | 1682.599 | 0 | 545753.3182 | 786793.434 | 633020.0514 | 0 | 153773.3826 | 20.1398 | 20.2398 | 20.1398 | 20.2398 | 0.25 | 900 | 0.08507 | 874.2149 | 0.018592
2017-11-22 03:30 | 28409 | 123.5 | 20.1896 | 7.65 | 1614.4475 | 0 | 533363.667 | 781324.9617 | 628328.4952 | 0 | 152996.4665 | 20.1525 | 20.2525 | 20.1525 | 20.2525 | 0.25 | 900 | 0.08549 | 868.1388 | 0.018554
2017-11-22 03:45 | 28410 | 123.75 | 20.2022 | 7.775 | 1582.5641 | 0 | 533363.667 | 760268.0639 | 609963.7521 | 0 | 150304.3118 | 20.1653 | 20.2653 | 20.1653 | 20.2653 | 0.25 | 900 | 0.08391 | 844.7423 | 0.017721
2017-11-22 04:00 | 28411 | 124 | 20.2143 | 7.9 | 1534.9899 | 0 | 533363.667 | 749805.381 | 600883.809 | 0 | 148921.572 | 20.1781 | 20.2781 | 20.1781 | 20.2781 | 0.25 | 900 | 0.08219 | 833.1171 | 0.017118
2017-11-22 04:15 | 28412 | 124.25 | 20.2137 | 7.95 | 1494.8502 | 0 | 533363.667 | 734990.6976 | 587981.2467 | 0 | 147009.4509 | 20.1909 | 20.2909 | 20.1909 | 20.2909 | 0.25 | 900 | 0.08649 | 816.6563 | 0.017658
2017-11-22 04:30 | 28413 | 124.5 | 20.2258 | 8 | 1509.7557 | 0 | 566989.6412 | 722696.5031 | 577230.5093 | 0 | 145465.9939 | 20.2037 | 20.3037 | 20.2037 | 20.3037 | 0.25 | 900 | 0.08543 | 802.9961 | 0.01715
2017-11-22 04:45 | 28414 | 124.75 | 20.2382 | 8.05 | 1492.3958 | 0 | 566989.6412 | 726689.0153 | 580770.3068 | 0 | 145918.7084 | 20.2164 | 20.3164 | 20.2164 | 20.3164 | 0.25 | 900 | 0.08842 | 807.4322 | 0.017848
2017-11-22 05:00 | 28415 | 125 | 20.2507 | 8.1 | 1489.4916 | 0 | 566989.6412 | 721319.8328 | 576094.5771 | 0 | 145225.2557 | 20.229 | 20.329 | 20.229 | 20.329 | 0.25 | 900 | 0.08637 | 801.4665 | 0.017306
2017-11-22 05:15 | 28416 | 125.25 | 20.2629 | 8.15 | 1448.3601 | 0 | 566989.6412 | 719989.1076 | 574962.6042 | 0 | 145026.5034 | 20.2416 | 20.3416 | 20.2416 | 20.3416 | 0.25 | 900 | 0.0854 | 799.9879 | 0.01708
2017-11-22 05:30 | 28417 | 125.5 | 20.2752 | 8.2 | 1431.0815 | 0 | 696064.4026 | 707973.7837 | 564451.5192 | 0 | 143522.2645 | 20.2542 | 20.3542 | 20.2542 | 20.3542 | 0.25 | 900 | 0.08591 | 786.6375 | 0.016895
2017-11-22 05:45 | 28418 | 125.75 | 20.2876 | 8.25 | 1417.0566 | 0 | 696064.4026 | 702649.0759 | 559812.0396 | 0 | 142837.0363 | 20.2667 | 20.3667 | 20.2667 | 20.3667 | 0.25 | 900 | 0.08845 | 780.7212 | 0.017264
2017-11-22 06:00 | 28419 | 126 | 20.3002 | 8.3 | 1441.9404 | 0 | 696064.4026 | 698233.9685 | 555970.2935 | 0 | 142263.675 | 20.2792 | 20.3792 | 20.2792 | 20.3792 | 0.25 | 900 | 0.08586 | 775.8155 | 0.016653
2017-11-22 06:15 | 28420 | 126.25 | 20.316 | 8.475 | 1409.0279 | 0 | 696064.4026 | 704702.6213 | 561684.1608 | 0 | 143018.4605 | 20.2917 | 20.3917 | 20.2917 | 20.3917 | 0.25 | 900 | 0.08892 | 783.0029 | 0.017406
2017-11-22 06:30 | 28421 | 126.5 | 20.3281 | 8.65 | 1375.4921 | 0 | 832563.7912 | 693936.8843 | 552349.7859 | 0 | 141587.0984 | 20.3042 | 20.4042 | 20.3042 | 20.4042 | 0.25 | 900 | 0.094 | 771.041 | 0.018119
2017-11-22 06:45 | 28422 | 126.75 | 20.3403 | 8.825 | 1353.5832 | 0 | 832563.7912 | 682705.8247 | 542600.4813 | 0 | 140105.3434 | 20.3167 | 20.4167 | 20.3167 | 20.4167 | 0.25 | 900 | 0.1021 | 758.562 | 0.019362
2017-11-22 07:00 | 28423 | 127 | 20.3524 | 9 | 1328.2996 | 0 | 832563.7912 | 674846.061 | 535807.7419 | 0 | 139038.3191 | 20.3292 | 20.4292 | 20.3292 | 20.4292 | 0.25 | 900 | 0.1042 | 749.829 | 0.019533
2017-11-22 07:15 | 28424 | 127.25 | 20.3611 | 9.05 | 1333.2333 | 0 | 832563.7912 | 666095.1022 | 528227.0039 | 0 | 137868.0983 | 20.3418 | 20.4418 | 20.3418 | 20.4418 | 0.25 | 900 | 0.11022 | 740.1057 | 0.020394
2017-11-22 07:30 | 28425 | 127.5 | 20.3734 | 9.1 | 1323.73 | 0 | 917156.0991 | 666750.8676 | 528835.0415 | 0 | 137915.8261 | 20.3543 | 20.4543 | 20.3543 | 20.4543 | 0.25 | 900 | 0.11332 | 740.8343 | 0.020988
2017-11-22 07:45 | 28426 | 127.75 | 20.3856 | 9.15 | 1306.9759 | 0 | 917156.0991 | 663735.4115 | 526215.0335 | 0 | 137520.3781 | 20.3668 | 20.4668 | 20.3668 | 20.4668 | 0.25 | 900 | 0.11309 | 737.4838 | 0.020851
2017-11-22 08:00 | 28427 | 128 | 20.3979 | 9.2 | 1295.1946 | 0 | 917156.0991 | 658642.0057 | 521767.2094 | 0 | 136874.7963 | 20.3792 | 20.4792 | 20.3792 | 20.4792 | 0.25 | 900 | 0.1211 | 731.8245 | 0.022156
2017-11-22 08:15 | 28428 | 128.25 | 20.4169 | 9.3 | 1438.4386 | 0 | 917156.0991 | 654928.6244 | 518532.2508 | 0 | 136396.3735 | 20.3916 | 20.4916 | 20.3916 | 20.4916 | 0.25 | 900 | 0.11406 | 727.6985 | 0.02075
2017-11-22 08:30 | 28429 | 128.5 | 20.4295 | 9.4 | 1412.6783 | 0 | 802160.3193 | 693604.1362 | 552613.2948 | 0 | 140990.8414 | 20.404 | 20.504 | 20.404 | 20.504 | 0.25 | 900 | 0.0967 | 770.6713 | 0.018631
2017-11-22 08:45 | 28430 | 128.75 | 20.4421 | 9.5 | 1399.5884 | 0 | 802160.3193 | 685315.082 | 545387.8348 | 0 | 139927.2473 | 20.4163 | 20.5163 | 20.4163 | 20.5163 | 0.25 | 900 | 0.08491 | 761.4612 | 0.016164
2017-11-22 09:00 | 28431 | 129 | 20.4547 | 9.6 | 1376.6874 | 0 | 802160.3193 | 680687.1818 | 541381.2911 | 0 | 139305.8907 | 20.4287 | 20.5287 | 20.4287 | 20.5287 | 0.25 | 900 | 0.11524 | 756.3191 | 0.02179
2017-11-22 09:15 | 28432 | 129.25 | 20.53 | 9.5 | 1369.7303 | 0 | 802160.3193 | 673388.4274 | 535022.5934 | 0 | 138365.834 | 20.441 | 20.541 | 20.441 | 20.541 | 0.25 | 900 | 0.08572 | 748.2094 | 0.016034
2017-11-22 09:30 | 28433 | 129.5 | 20.5172 | 9.4 | 1096.0969 | 0 | 755520.0357 | 673861.4531 | 535375.0392 | 0 | 138486.4139 | 20.4533 | 20.5533 | 20.4533 | 20.5533 | 0.25 | 900 | 0.08607 | 748.7349 | 0.016111
2017-11-22 09:45 | 28434 | 129.75 | 20.5 | 9.3 | 1102.2114 | 0 | 755520.0357 | 596858.7948 | 467565.3509 | 0 | 129293.4439 | 20.4653 | 20.5653 | 20.4653 | 20.5653 | 0.25 | 900 | 0.07174 | 663.1764 | 0.011894
2017-11-22 10:00 | 28435 | 130 | 20.4915 | 9.2 | 1085.8466 | 0 | 755520.0357 | 599221.093 | 469591.4975 | 0 | 129629.5955 | 20.4773 | 20.5773 | 20.4773 | 20.5773 | 0.25 | 900 | 0.08785 | 665.8012 | 0.014623
2017-11-22 10:15 | 28436 | 130.25 | 20.5039 | 9.125 | 1105.7507 | 0 | 755520.0357 | 595682.6443 | 466427.3314 | 0 | 129255.313 | 20.4892 | 20.5892 | 20.4892 | 20.5892 | 0.25 | 900 | 0.08049 | 661.8696 | 0.013318
2017-11-22 10:30 | 28437 | 130.5 | 20.519 | 9.05 | 1096.8712 | 0 | 771370.9002 | 602409.5104 | 472303.8213 | 0 | 130105.6891 | 20.5009 | 20.6009 | 20.5009 | 20.6009 | 0.25 | 900 | 0.08153 | 669.3439 | 0.013643
2017-11-22 10:45 | 28438 | 130.75 | 20.5221 | 8.975 | 1094.338 | 0 | 771370.9002 | 600727.1315 | 470785.0292 | 0 | 129942.1023 | 20.5125 | 20.6125 | 20.5125 | 20.6125 | 0.25 | 900 | 0.08133 | 667.4746 | 0.013571
2017-11-22 11:00 | 28439 | 131 | 20.5336 | 8.9 | 1125.8816 | 0 | 771370.9002 | 600446.9168 | 470499.2721 | 0 | 129947.6447 | 20.5241 | 20.6241 | 20.5241 | 20.6241 | 0.25 | 900 | 0.08073 | 667.1632 | 0.013465
2017-11-22 11:15 | 28440 | 131.25 | 20.5514 | 8.85 | 1122.2302 | 0 | 771370.9002 | 610229.2371 | 479058.4379 | 0 | 131170.7992 | 20.5355 | 20.6355 | 20.5355 | 20.6355 | 0.25 | 900 | 0.07994 | 678.0325 | 0.01355
2017-11-22 11:30 | 28441 | 131.5 | 20.5628 | 8.8 | 1101.5042 | 0 | 784741.6695 | 609916.4589 | 478756.4737 | 0 | 131159.9852 | 20.5468 | 20.6468 | 20.5468 | 20.6468 | 0.25 | 900 | 0.07971 | 677.685 | 0.013505
2017-11-22 11:45 | 28442 | 131.75 | 20.5738 | 8.75 | 1072.8352 | 0 | 784741.6695 | 604456.6466 | 473931.1725 | 0 | 130525.4741 | 20.5581 | 20.6581 | 20.5581 | 20.6581 | 0.25 | 900 | 0.07705 | 671.6185 | 0.012937
2017-11-22 12:00 | 28443 | 132 | 20.5839 | 8.7 | 986.6115 | 0 | 784741.6695 | 596871.5754 | 467239.1557 | 0 | 129632.4198 | 20.5692 | 20.6692 | 20.5692 | 20.6692 | 0.25 | 900 | 0.0773 | 663.1906 | 0.012816
2017-11-22 12:15 | 28444 | 132.25 | 20.5996 | 8.775 | 936.3987 | 0 | 784741.6695 | 572956.6289 | 446199.7227 | 0 | 126756.9063 | 20.5803 | 20.6803 | 20.5803 | 20.6803 | 0.25 | 900 | 0.07631 | 636.6185 | 0.012145
2017-11-22 12:30 | 28445 | 132.5 | 20.6109 | 8.85 | 856.139 | 0 | 774510.3167 | 558354.5405 | 433403.6971 | 0 | 124950.8434 | 20.5913 | 20.6913 | 20.5913 | 20.6913 | 0.25 | 900 | 0.07751 | 620.3939 | 0.012022
2017-11-22 12:45 | 28446 | 132.75 | 20.6184 | 8.925 | 794.5269 | 0 | 774510.3167 | 534861.1489 | 412789.501 | 0 | 122071.6479 | 20.6023 | 20.7023 | 20.6023 | 20.7023 | 0.25 | 900 | 0.07694 | 594.2902 | 0.011431
2017-11-22 13:00 | 28447 | 133 | 20.6271 | 9 | 742.1276 | 0 | 774510.3167 | 516651.4495 | 396814.2108 | 0 | 119837.2388 | 20.6133 | 20.7133 | 20.6133 | 20.7133 | 0.25 | 900 | 0.07528 | 574.0572 | 0.010804
2017-11-22 13:15 | 28448 | 133.25 | 20.6309 | 9.125 | 666.8751 | 0 | 774510.3167 | 501171.8289 | 383234.7103 | 0 | 117937.1185 | 20.6243 | 20.7243 | 20.6243 | 20.7243 | 0.25 | 900 | 0.07545 | 556.8576 | 0.010504
2017-11-22 13:30 | 28449 | 133.5 | 20.6343 | 9.25 | 679.6842 | 0 | 761050.4743 | 478762.5572 | 363575.0522 | 0 | 115187.505 | 20.6353 | 20.7353 | 20.6353 | 20.7353 | 0.25 | 900 | 0.07669 | 531.9584 | 0.010199
2017-11-22 13:45 | 28450 | 133.75 | 20.6444 | 9.375 | 680.6529 | 0 | 761050.4743 | 481603.4891 | 366115.1955 | 0 | 115488.2937 | 20.6463 | 20.7463 | 20.6463 | 20.7463 | 0.25 | 900 | 0.08 | 535.115 | 0.010702
2017-11-22 14:00 | 28451.5 | 134.0625 | 20.6549 | 9.45 | 770.9823 | 0 | 761050.4743 | 480599.5329 | 365294.6697 | 0 | 115304.8632 | 20.6628 | 20.7628 | 20.6628 | 20.7628 | 0.125 | 450 | 0.07881 | 533.9995 | 0.005261
2017-11-22 14:15 | 28453.5 | 134.3125 | 20.6811 | 9.35 | 784.1697 | 0 | 763332.6768 | 494812.3394 | 377803.0618 | 0 | 117009.2776 | 20.6738 | 20.7738 | 20.6738 | 20.7738 | 0.125 | 450 | 0.07492 | 549.7915 | 0.0051385
2017-11-22 14:30 | 28455 | 134.5 | 20.687 | 9.3 | 806.634 | 0 | 765614.8792 | 509693.2074 | 390878.405 | 0 | 118814.8024 | 20.6792 | 20.7792 | 20.6792 | 20.7792 | 0.25 | 900 | 0.07839 | 566.3258 | 0.011099
2017-11-22 14:45 | 28456 | 134.75 | 20.6643 | 9.2 | 808.5729 | 0 | 765614.8792 | 526778.5042 | 405869.0987 | 0 | 120909.4054 | 20.69 | 20.79 | 20.69 | 20.79 | 0.25 | 900 | 0.0905 | 585.3094 | 0.013243
2017-11-22 15:00 | 28457 | 135 | 20.6736 | 9.1 | 962.6738 | 0 | 765614.8792 | 518481.6323 | 398531.5432 | 0 | 119950.0892 | 20.7007 | 20.8007 | 20.7007 | 20.8007 | 0.25 | 900 | 0.07891 | 576.0907 | 0.011365
2017-11-22 15:15 | 28458 | 135.25 | 20.7666 | 8.975 | 998.2478 | 0 | 765614.8792 | 563567.6151 | 438136.6032 | 0 | 125431.0119 | 20.7112 | 20.8112 | 20.7112 | 20.8112 | 0.25 | 900 | 0.0806 | 626.1862 | 0.012618
2017-11-22 15:30 | 28459 | 135.5 | 20.7778 | 8.85 | 799.7925 | 0 | 833027.0814 | 576565.1367 | 449504.5544 | 0 | 127060.5823 | 20.7216 | 20.8216 | 20.7216 | 20.8216 | 0.25 | 900 | 0.09339 | 640.6279 | 0.014957
2017-11-22 15:45 | 28460 | 135.75 | 20.7908 | 8.725 | 825.8235 | 0 | 833027.0814 | 519360.7148 | 399165.9917 | 0 | 120194.7231 | 20.7319 | 20.8319 | 20.7319 | 20.8319 | 0.25 | 900 | 0.09204 | 577.0675 | 0.013278
2017-11-22 16:00 | 28461.5 | 136.0625 | 20.78 | 8.2625 | 798.5911 | 0 | 833027.0814 | 520638.4311 | 400214.8825 | 0 | 120423.5486 | 20.7471 | 20.8471 | 20.7471 | 20.8471 | 0.125 | 450 | 0.09874 | 578.4871 | 0.0071465
2017-11-22 16:15 | 28463.5 | 136.3125 | 20.7679 | 7.5875 | 1030.0309 | 0 | 943613.4829 | 533326.5081 | 411183.4324 | 0 | 122143.0757 | 20.7569 | 20.8569 | 20.7569 | 20.8569 | 0.125 | 450 | 0.09779 | 592.585 | 0.0072257
2017-11-22 16:30 | 28466 | 136.5833 | 20.7775 | 6.8 | 1190.3343 | 0 | 1054199.8844 | 593883.7402 | 463939.9633 | 0 | 129943.7769 | 20.7679 | 20.8679 | 20.7679 | 20.8679 | 0.083333 | 300 | 0.09798 | 659.8708 | 0.0053878
2017-11-22 16:45 | 28468.5 | 136.8125 | 20.786 | 6.2375 | 1342.5321 | 0 | 1054199.8844 | 642076.0057 | 505856.5677 | 0 | 136219.4381 | 20.7753 | 20.8753 | 20.7753 | 20.8753 | 0.125 | 450 | 0.10444 | 713.4178 | 0.0092868
2017-11-22 17:00 | 28470.5 | 137.0625 | 20.7967 | 5.8375 | 1344.572 | 0 | 1054199.8844 | 697930.2618 | 554314.5017 | 0 | 143615.7602 | 20.7838 | 20.8838 | 20.7838 | 20.8838 | 0.125 | 450 | 0.10505 | 775.4781 | 0.010156
2017-11-22 17:15 | 28472 | 137.25 | 20.8006 | 5.775 | 1262.3565 | 0 | 1054199.8844 | 725982.5094 | 578623.2606 | 0 | 147359.2488 | 20.788 | 20.888 | 20.788 | 20.888 | 0.25 | 900 | 0.11116 | 806.6472 | 0.022417
2017-11-22 17:30 | 28473 | 137.5 | 20.8375 | 5.65 | 1281.2725 | 0 | 1330183.6065 | 687714.1696 | 545085.9265 | 0 | 142628.2431 | 20.7962 | 20.8962 | 20.7962 | 20.8962 | 0.25 | 900 | 0.11042 | 764.1269 | 0.021094
2017-11-22 17:45 | 28474 | 137.75 | 20.8464 | 5.525 | 1184.1793 | 0 | 1330183.6065 | 691009.8009 | 547882.8886 | 0 | 143126.9123 | 20.8043 | 20.9043 | 20.8043 | 20.9043 | 0.25 | 900 | 0.11065 | 767.7887 | 0.021239
2017-11-22 18:00 | 28475 | 138 | 20.855 | 5.4 | 1163.6067 | 0 | 1330183.6065 | 662776.891 | 523134.889 | 0 | 139642.002 | 20.8123 | 20.9123 | 20.8123 | 20.9123 | 0.25 | 900 | 0.11292 | 736.4188 | 0.020789
2017-11-22 18:15 | 28476 | 138.25 | 20.8626 | 5.2 | 993.1347 | 0 | 1330183.6065 | 658056.4846 | 518934.3134 | 0 | 139122.1713 | 20.8201 | 20.9201 | 20.8201 | 20.9201 | 0.25 | 900 | 0.11249 | 731.1739 | 0.020562
2017-11-22 18:30 | 28477 | 138.5 | 20.8724 | 5 | 939.3939 | 0 | 1419081.7863 | 608622.2058 | 475650.641 | 0 | 132971.5648 | 20.8279 | 20.9279 | 20.8279 | 20.9279 | 0.25 | 900 | 0.10555 | 676.2469 | 0.017844
2017-11-22 18:45 | 28478 | 138.75 | 20.8775 | 4.8 | 885.1753 | 0 | 1419081.7863 | 847532.43 | 703323.4711 | 0 | 144208.9589 | 20.8354 | 20.9354 | 20.8354 | 20.9354 | 0.25 | 900 | 0.09888 | 941.7027 | 0.023279
2017-11-22 19:00 | 28479 | 139 | 20.8837 | 4.6 | 848.4972 | 0 | 1419081.7863 | 820579.0906 | 678731.5247 | 0 | 141847.566 | 20.8428 | 20.9428 | 20.8428 | 20.9428 | 0.25 | 900 | 0.10411 | 911.7545 | 0.023731
2017-11-22 19:15 | 28480 | 139.25 | 20.8522 | 4.6 | 831.5129 | 0 | 1419081.7863 | 803274.5582 | 662892.2236 | 0 | 140382.3346 | 20.8501 | 20.9501 | 20.8501 | 20.9501 | 0.25 | 900 | 0.10296 | 892.5273 | 0.022974
2017-11-22 19:30 | 28481 | 139.5 | 20.8592 | 4.6 | 1002.5124 | 0 | 1392175.501 | 792271.3946 | 652926.4186 | 0 | 139344.9759 | 20.8573 | 20.9573 | 20.8573 | 20.9573 | 0.25 | 900 | 0.09993 | 880.3015 | 0.021992
2017-11-22 19:45 | 28482 | 139.75 | 20.8678 | 4.6 | 1044.0695 | 0 | 1392175.501 | 887622.4787 | 739266.0012 | 0 | 148356.4776 | 20.8644 | 20.9644 | 20.8644 | 20.9644 | 0.25 | 900 | 0.097 | 986.2472 | 0.023916
2017-11-22 20:00 | 28483 | 140 | 20.8762 | 4.6 | 1125.3769 | 0 | 1392175.501 | 910223.4376 | 759728.8092 | 0 | 150494.6285 | 20.8716 | 20.9716 | 20.8716 | 20.9716 | 0.25 | 900 | 0.09245 | 1011.3594 | 0.023375
2017-11-22 20:15 | 28484 | 140.25 | 20.9051 | 4.425 | 1176.1284 | 0 | 1392175.501 | 953889.5409 | 799266.0416 | 0 | 154623.4993 | 20.8787 | 20.9787 | 20.8787 | 20.9787 | 0.25 | 900 | 0.088 | 1059.8773 | 0.023317
2017-11-22 20:30 | 28485 | 140.5 | 20.9118 | 4.25 | 1164.2864 | 0 | 1377595.0107 | 971847.1372 | 814519.5284 | 0 | 157327.6088 | 20.8856 | 20.9856 | 20.8856 | 20.9856 | 0.25 | 900 | 0.08954 | 1079.8302 | 0.024172
2017-11-22 20:45 | 28486 | 140.75 | 20.9219 | 4.075 | 1209.7347 | 0 | 1377595.0107 | 954402.2665 | 797740.4684 | 0 | 156661.7981 | 20.8924 | 20.9924 | 20.8924 | 20.9924 | 0.25 | 900 | 0.08741 | 1060.447 | 0.023173
2017-11-22 21:00 | 28487 | 141 | 20.9306 | 3.9 | 1220.0248 | 0 | 1377595.0107 | 968138.7578 | 809084.5692 | 0 | 159054.1886 | 20.8991 | 20.9991 | 20.8991 | 20.9991 | 0.25 | 900 | 0.09976 | 1075.7097 | 0.026828
2017-11-22 21:15 | 28488 | 141.25 | 20.9624 | 3.75 | 1209.2325 | 0 | 1377595.0107 | 963384.6779 | 803726.5328 | 0 | 159658.1451 | 20.9057 | 21.0057 | 20.9057 | 21.0057 | 0.25 | 900 | 0.09526 | 1070.4274 | 0.025492
2017-11-22 21:30 | 28489 | 141.5 | 20.9688 | 3.6 | 1115.0549 | 0 | 1264143.4163 | 966238.9675 | 806398.0442 | 0 | 159840.9233 | 20.9121 | 21.0121 | 20.9121 | 21.0121 | 0.25 | 900 | 0.09053 | 1073.5989 | 0.024298
2017-11-22 21:45 | 28490 | 141.75 | 20.964 | 3.45 | 1098.1885 | 0 | 1264143.4163 | 923064.1502 | 767646.8304 | 0 | 155417.3198 | 20.9184 | 21.0184 | 20.9184 | 21.0184 | 0.25 | 900 | 0.08543 | 1025.6268 | 0.021905
2017-11-22 22:00 | 28491 | 142 | 20.9696 | 3.3 | 1088.9115 | 0 | 1264143.4163 | 919565.2039 | 764585.8456 | 0 | 154979.3583 | 20.9246 | 21.0246 | 20.9246 | 21.0246 | 0.25 | 900 | 0.09509 | 1021.7391 | 0.024289
2017-11-22 22:15 | 28492 | 142.25 | 20.9518 | 3.3 | 1145.8012 | 0 | 1264143.4163 | 921188.8094 | 766130.1456 | 0 | 155058.6638 | 20.9306 | 21.0306 | 20.9306 | 21.0306 | 0.25 | 900 | 0.09064 | 1023.5431 | 0.023193
2017-11-22 22:30 | 28493 | 142.5 | 20.96 | 3.3 | 1259.8586 | 0 | 1009469.0009 | 946364.3297 | 788574.4594 | 0 | 157789.8704 | 20.9367 | 21.0367 | 20.9367 | 21.0367 | 0.25 | 900 | 0.08971 | 1051.5159 | 0.023583
2017-11-22 22:45 | 28494 | 142.75 | 20.9682 | 3.3 | 1294.4288 | 0 | 1009469.0009 | 1003320.3158 | 839585.6806 | 0 | 163734.6352 | 20.9427 | 21.0427 | 20.9427 | 21.0427 | 0.25 | 900 | 0.08434 | 1114.8004 | 0.023506
2017-11-22 23:00 | 28495 | 143 | 20.9667 | 3.3 | 1365.2185 | 0 | 1009469.0009 | 1017511.3971 | 852106.9015 | 0 | 165404.4956 | 20.9486 | 21.0486 | 20.9486 | 21.0486 | 0.25 | 900 | 0.08799 | 1130.5682 | 0.02487
2017-11-22 23:15 | 28496 | 143.25 | 20.9961 | 3.3 | 1475.3343 | 0 | 1009469.0009 | 1048949.3021 | 880118.0945 | 0 | 168831.2076 | 20.9546 | 21.0546 | 20.9546 | 21.0546 | 0.25 | 900 | 0.0839 | 1165.4992 | 0.024446
2017-11-22 23:30 | 28497 | 143.5 | 21.0034 | 3.3 | 1448.6169 | 0 | 787730.259 | 1110177.0187 | 935420.0522 | 0 | 174756.9665 | 20.9605 | 21.0605 | 20.9605 | 21.0605 | 0.25 | 900 | 0.08264 | 1233.53 | 0.025485
2017-11-22 23:45 | 28498 | 143.75 | 21.0091 | 3.3 | 1483.9258 | 0 | 787730.259 | 1099141.8842 | 925762.7388 | 0 | 173379.1454 | 20.9664 | 21.0664 | 20.9664 | 21.0664 | 0.25 | 900 | 0.08193 | 1221.2688 | 0.025015
2017-11-23 | 28499 | 144 | 21.0132 | 3.3 | 1491.8948 | 0 | 787730.259 | 1120670.3066 | 945395.2308 | 0 | 175275.0758 | 20.9722 | 21.0722 | 20.9722 | 21.0722 | 0.25 | 900 | 0.08193 | 1245.1892 | 0.025505

## Details_2025-12-24
datetime | Unnamed: 0 | sim_time | Zone Air Temperature,LIVING_UNIT1 | Site Outdoor Air Drybulb Temperature,ENVIRONMENT | Zone Air System Sensible Heating Rate,LIVING_UNIT1 | Zone Air System Sensible Cooling Rate,LIVING_UNIT1 | Electricity:Building | Electricity:HVAC | Heating:Electricity | Cooling:Electricity | Fans:Electricity | Zone Thermostat Heating Setpoint Temperature,LIVING_UNIT1 | Zone Thermostat Cooling Setpoint Temperature,LIVING_UNIT1 | Zone Temperature Control,Heating Setpoint,LIVING_UNIT1 | Zone Temperature Control,Cooling Setpoint,LIVING_UNIT1 | dt_hours | dt_seconds | current_price | P_total_W | step_cost_real
2017-12-24 | 30238 | 120 | 19.977 | 7 | 977.8473 | 0 | 787730.259 | 576294.4977 | 0 | 0 | 0 | 19.9636 | 20.0636 | 19.9636 | 20.0636 | 0.25 | 900 | 0.06587 | 0 | 0
2017-12-24 00:15 | 30239 | 120.25 | 19.986 | 7.05 | 1059.1305 | 0 | 787730.259 | 583542.3229 | 454650.2814 | 0 | 128892.0416 | 19.977 | 20.077 | 19.977 | 20.077 | 0.25 | 900 | 0.06541 | 648.3804 | 0.010603
2017-12-24 00:30 | 30240 | 120.5 | 20.0027 | 7.1 | 1141.7478 | 0 | 613262.9701 | 607070.6507 | 475287.0392 | 0 | 131783.6114 | 19.9905 | 20.0905 | 19.9905 | 20.0905 | 0.25 | 900 | 0.05566 | 674.5229 | 0.009386
2017-12-24 00:45 | 30241 | 120.75 | 20.0008 | 7.15 | 1196.3144 | 0 | 613262.9701 | 630875.1844 | 496169.5455 | 0 | 134705.6388 | 20.0039 | 20.1039 | 20.0039 | 20.1039 | 0.25 | 900 | 0.04993 | 700.9724 | 0.0087499
2017-12-24 01:00 | 30242 | 121 | 20.0144 | 7.2 | 1312.3373 | 0 | 613262.9701 | 645722.1491 | 509207.2455 | 0 | 136514.9036 | 20.0172 | 20.1172 | 20.0172 | 20.1172 | 0.25 | 900 | 0.057 | 717.4691 | 0.010224
2017-12-24 01:15 | 30243 | 121.25 | 20.0602 | 7.25 | 1363.1189 | 0 | 613262.9701 | 679028.2783 | 538422.6881 | 0 | 140605.5902 | 20.0305 | 20.1305 | 20.0305 | 20.1305 | 0.25 | 900 | 0.05348 | 754.4759 | 0.010087
2017-12-24 01:30 | 30244 | 121.5 | 20.0767 | 7.3 | 1304.5956 | 0 | 562337.4017 | 694058.2542 | 551626.9925 | 0 | 142431.2617 | 20.0437 | 20.1437 | 20.0437 | 20.1437 | 0.25 | 900 | 0.0509 | 771.1758 | 0.0098132
2017-12-24 01:45 | 30245 | 121.75 | 20.0862 | 7.35 | 1286.5264 | 0 | 562337.4017 | 676024.0052 | 535854.9499 | 0 | 140169.0553 | 20.0569 | 20.1569 | 20.0569 | 20.1569 | 0.25 | 900 | 0.04687 | 751.1378 | 0.0088015
2017-12-24 02:00 | 30246 | 122 | 20.0908 | 7.4 | 1282.3897 | 0 | 562337.4017 | 670137.494 | 530727.7407 | 0 | 139409.7533 | 20.0701 | 20.1701 | 20.0701 | 20.1701 | 0.25 | 900 | 0.05088 | 744.5972 | 0.0094713
2017-12-24 02:15 | 30247 | 122.25 | 20.1316 | 7.175 | 1287.0457 | 0 | 562337.4017 | 668306.8895 | 529154.9924 | 0 | 139151.8971 | 20.0832 | 20.1832 | 20.0832 | 20.1832 | 0.25 | 900 | 0.04828 | 742.5632 | 0.0089627
2017-12-24 02:30 | 30248 | 122.5 | 20.1444 | 6.95 | 1171.2429 | 0 | 545753.3182 | 672662.7278 | 532828.6184 | 0 | 139834.1093 | 20.0961 | 20.1961 | 20.0961 | 20.1961 | 0.25 | 900 | 0.04807 | 747.403 | 0.0089819
2017-12-24 02:45 | 30249 | 122.75 | 20.1577 | 6.725 | 1139.6149 | 0 | 545753.3182 | 640797.725 | 504774.0866 | 0 | 136023.6384 | 20.1088 | 20.2088 | 20.1088 | 20.2088 | 0.25 | 900 | 0.04721 | 711.9975 | 0.0084034
2017-12-24 03:00 | 30250 | 123 | 20.1684 | 6.5 | 1073.4365 | 0 | 545753.3182 | 633877.5072 | 498582.192 | 0 | 135295.3152 | 20.1214 | 20.2214 | 20.1214 | 20.2214 | 0.25 | 900 | 0.04728 | 704.3083 | 0.0083249
2017-12-24 03:15 | 30251 | 123.25 | 20.1559 | 6.55 | 1033.8002 | 0 | 545753.3182 | 616686.4048 | 483406.688 | 0 | 133279.7168 | 20.1337 | 20.2337 | 20.1337 | 20.2337 | 0.25 | 900 | 0.04682 | 685.2071 | 0.0080203
2017-12-24 03:30 | 30252 | 123.5 | 20.1676 | 6.6 | 1077.4654 | 0 | 533363.667 | 604225.5706 | 472528.0708 | 0 | 131697.4997 | 20.146 | 20.246 | 20.146 | 20.246 | 0.25 | 900 | 0.04447 | 671.3617 | 0.0074639
2017-12-24 03:45 | 30253 | 123.75 | 20.1793 | 6.65 | 1057.8203 | 0 | 533363.667 | 617244.1667 | 483950.1577 | 0 | 133294.0091 | 20.1582 | 20.2582 | 20.1582 | 20.2582 | 0.25 | 900 | 0.04212 | 685.8269 | 0.0072218
2017-12-24 04:00 | 30254 | 124 | 20.1916 | 6.7 | 1066.1469 | 0 | 533363.667 | 611029.584 | 478537.5845 | 0 | 132491.9995 | 20.1704 | 20.2704 | 20.1704 | 20.2704 | 0.25 | 900 | 0.0463 | 678.9218 | 0.0078585
2017-12-24 04:15 | 30255 | 124.25 | 20.2009 | 6.675 | 1059.5952 | 0 | 533363.667 | 613055.6272 | 480338.5339 | 0 | 132717.0933 | 20.1826 | 20.2826 | 20.1826 | 20.2826 | 0.25 | 900 | 0.04379 | 681.1729 | 0.0074571
2017-12-24 04:30 | 30256 | 124.5 | 20.2132 | 6.65 | 1071.5248 | 0 | 566989.6412 | 611273.0763 | 478764.3409 | 0 | 132508.7354 | 20.1946 | 20.2946 | 20.1946 | 20.2946 | 0.25 | 900 | 0.04087 | 679.1923 | 0.0069396
2017-12-24 04:45 | 30257 | 124.75 | 20.2253 | 6.625 | 1076.1605 | 0 | 566989.6412 | 615139.2851 | 482135.2203 | 0 | 133004.0648 | 20.2066 | 20.3066 | 20.2066 | 20.3066 | 0.25 | 900 | 0.04035 | 683.4881 | 0.0068947
2017-12-24 05:00 | 30258 | 125 | 20.2375 | 6.6 | 1084.46 | 0 | 566989.6412 | 616803.2771 | 483578.0583 | 0 | 133225.2188 | 20.2186 | 20.3186 | 20.2186 | 20.3186 | 0.25 | 900 | 0.04421 | 685.337 | 0.0075747
2017-12-24 05:15 | 30259 | 125.25 | 20.2493 | 6.55 | 1058.3064 | 0 | 566989.6412 | 619544.4549 | 485963.6485 | 0 | 133580.8064 | 20.2304 | 20.3304 | 20.2304 | 20.3304 | 0.25 | 900 | 0.04208 | 688.3827 | 0.0072418
2017-12-24 05:30 | 30260 | 125.5 | 20.2598 | 6.5 | 1055.6765 | 0 | 696064.4026 | 612376.999 | 479662.5388 | 0 | 132714.4602 | 20.2421 | 20.3421 | 20.2421 | 20.3421 | 0.25 | 900 | 0.04451 | 680.4189 | 0.0075714
2017-12-24 05:45 | 30261 | 125.75 | 20.2715 | 6.45 | 1061.9539 | 0 | 696064.4026 | 612120.8702 | 479411.1066 | 0 | 132709.7635 | 20.2538 | 20.3538 | 20.2538 | 20.3538 | 0.25 | 900 | 0.04504 | 680.1343 | 0.0076583
2017-12-24 06:00 | 30262 | 126 | 20.2833 | 6.4 | 1067.7292 | 0 | 696064.4026 | 614558.4567 | 481516.9437 | 0 | 133041.513 | 20.2654 | 20.3654 | 20.2654 | 20.3654 | 0.25 | 900 | 0.045 | 682.8427 | 0.007682
2017-12-24 06:15 | 30263 | 126.25 | 20.2959 | 6.425 | 1046.6651 | 0 | 696064.4026 | 616839.2768 | 483485.2281 | 0 | 133354.0487 | 20.2768 | 20.3768 | 20.2768 | 20.3768 | 0.25 | 900 | 0.04502 | 685.377 | 0.0077139
2017-12-24 06:30 | 30264 | 126.5 | 20.3075 | 6.45 | 1037.1129 | 0 | 832563.7912 | 610544.2177 | 477990.5945 | 0 | 132553.6232 | 20.2882 | 20.3882 | 20.2882 | 20.3882 | 0.25 | 900 | 0.05 | 678.3825 | 0.0084798
2017-12-24 06:45 | 30265 | 126.75 | 20.318 | 6.475 | 1033.4261 | 0 | 832563.7912 | 607530.173 | 475366.6183 | 0 | 132163.5547 | 20.2996 | 20.3996 | 20.2996 | 20.3996 | 0.25 | 900 | 0.05064 | 675.0335 | 0.0085459
2017-12-24 07:00 | 30266 | 127 | 20.3285 | 6.5 | 1033.316 | 0 | 832563.7912 | 606227.2378 | 474239.8332 | 0 | 131987.4046 | 20.3109 | 20.4109 | 20.3109 | 20.4109 | 0.25 | 900 | 0.05 | 673.5858 | 0.0084198
2017-12-24 07:15 | 30267 | 127.25 | 20.3399 | 6.425 | 1067.1668 | 0 | 832563.7912 | 605996.4015 | 474051.2057 | 0 | 131945.1957 | 20.3222 | 20.4222 | 20.3222 | 20.4222 | 0.25 | 900 | 0.0592 | 673.3293 | 0.0099653
2017-12-24 07:30 | 30268 | 127.5 | 20.3514 | 6.35 | 1073.6809 | 0 | 917156.0991 | 616692.005 | 483370.1684 | 0 | 133321.8366 | 20.3334 | 20.4334 | 20.3334 | 20.4334 | 0.25 | 900 | 0.06124 | 685.2133 | 0.010491
2017-12-24 07:45 | 30269 | 127.75 | 20.3628 | 6.275 | 1083.8273 | 0 | 917156.0991 | 619410.7614 | 485707.4652 | 0 | 133703.2962 | 20.3444 | 20.4444 | 20.3444 | 20.4444 | 0.25 | 900 | 0.06879 | 688.2342 | 0.011836
2017-12-24 08:00 | 30270 | 128 | 20.3741 | 6.2 | 1095.6793 | 0 | 917156.0991 | 623241.1382 | 489016.5783 | 0 | 134224.5599 | 20.3554 | 20.4554 | 20.3554 | 20.4554 | 0.25 | 900 | 0.07075 | 692.4902 | 0.012248
2017-12-24 08:15 | 30271 | 128.25 | 20.3884 | 6.225 | 1263.9637 | 0 | 917156.0991 | 627608.8153 | 492794.7625 | 0 | 134814.0528 | 20.3662 | 20.4662 | 20.3662 | 20.4662 | 0.25 | 900 | 0.07088 | 697.3431 | 0.012357
2017-12-24 08:30 | 30272 | 128.5 | 20.3985 | 6.25 | 1276.0624 | 0 | 802160.3193 | 677211.7142 | 536197.8277 | 0 | 141013.8865 | 20.377 | 20.477 | 20.377 | 20.477 | 0.25 | 900 | 0.07941 | 752.4575 | 0.014938
2017-12-24 08:45 | 30273 | 128.75 | 20.4096 | 6.275 | 1297.1625 | 0 | 802160.3193 | 680458.1431 | 539053.884 | 0 | 141404.2591 | 20.3878 | 20.4878 | 20.3878 | 20.4878 | 0.25 | 900 | 0.08153 | 756.0646 | 0.01541
2017-12-24 09:00 | 30274 | 129 | 20.418 | 6.3 | 1139.5819 | 0 | 802160.3193 | 686461.5736 | 544322.0354 | 0 | 142139.5381 | 20.3985 | 20.4985 | 20.3985 | 20.4985 | 0.25 | 900 | 0.08238 | 762.7351 | 0.015709
2017-12-24 09:15 | 30275 | 129.25 | 20.4285 | 6.4 | 1061.3762 | 0 | 802160.3193 | 639910.8733 | 503614.0392 | 0 | 136296.8342 | 20.4092 | 20.5092 | 20.4092 | 20.5092 | 0.25 | 900 | 0.07768 | 711.0121 | 0.013808
2017-12-24 09:30 | 30276.5 | 129.5625 | 20.4386 | 6.55 | 856.8652 | 0 | 755520.0357 | 594036.0818 | 463556.4366 | 0 | 130479.6452 | 20.4252 | 20.5252 | 20.4252 | 20.5252 | 0.125 | 450 | 0.07402 | 660.0401 | 0.0061221
2017-12-24 09:45 | 30278.5 | 129.8125 | 20.445 | 6.65 | 740.4169 | 0 | 755520.0357 | 553308.9488 | 427962.2383 | 0 | 125346.7105 | 20.4358 | 20.5358 | 20.4358 | 20.5358 | 0.125 | 450 | 0.06536 | 614.7877 | 0.0050342
2017-12-24 10:00 | 30280.5 | 130.0625 | 20.4535 | 6.8875 | 584.1964 | 0 | 755520.0357 | 515363.7879 | 394790.1415 | 0 | 120573.6464 | 20.4465 | 20.5465 | 20.4465 | 20.5465 | 0.125 | 450 | 0.075 | 572.6264 | 0.0053817
2017-12-24 10:15 | 30283 | 130.3333 | 20.4629 | 7.325 | 378.0908 | 0 | 766087.2787 | 459994.2017 | 346404.7966 | 0 | 113589.4051 | 20.459 | 20.559 | 20.459 | 20.559 | 0.083333 | 300 | 0.06801 | 511.1047 | 0.0028967
2017-12-24 10:30 | 30286 | 130.5833 | 20.4721 | 7.7 | 232.7173 | 0 | 771370.9002 | 406734.213 | 299837.5354 | 0 | 106896.6776 | 20.4699 | 20.5699 | 20.4699 | 20.5699 | 0.083333 | 300 | 0.06528 | 451.9269 | 0.0024585
2017-12-24 10:45 | 30289 | 130.8333 | 20.4822 | 8.075 | 104.1604 | 0 | 771370.9002 | 359080.0294 | 258124.0505 | 0 | 100955.979 | 20.481 | 20.581 | 20.481 | 20.581 | 0.083333 | 300 | 0.06058 | 398.9778 | 0.0020142
2017-12-24 11:00 | 30292 | 131.0833 | 20.4921 | 8.2333 | 25.9523 | 18.4287 | 771370.9002 | 318793.2384 | 222819.6133 | 0 | 95973.6251 | 20.4922 | 20.5922 | 20.4922 | 20.5922 | 0.083333 | 300 | 0.06045 | 354.2147 | 0.0017844
2017-12-24 11:15 | 30294.5 | 131.3125 | 20.496 | 8.275 | 0 | 55.2125 | 778056.2848 | 291415.6546 | 198800.545 | 0 | 92615.1096 | 20.5015 | 20.6015 | 20.5015 | 20.6015 | 0.125 | 450 | 0.05791 | 323.7952 | 0.0023518
2017-12-24 11:30 | 30296.5 | 131.5625 | 20.5414 | 8.325 | 0 | 55.842 | 784741.6695 | 273330.8997 | 182924.3812 | 0 | 90406.5186 | 20.5127 | 20.6127 | 20.5127 | 20.6127 | 0.125 | 450 | 0.05674 | 303.701 | 0.0021557
2017-12-24 11:45 | 30298.5 | 131.8125 | 20.5997 | 8.375 | 0 | 56.1039 | 784741.6695 | 270000 | 180000 | 0 | 90000 | 20.5239 | 20.6239 | 20.5239 | 20.6239 | 0.125 | 450 | 0.05435 | 300 | 0.0020381
2017-12-24 12:00 | 30300.5 | 132.0625 | 20.6307 | 8.4625 | 0 | 75.0769 | 784741.6695 | 272311.727 | 179549.6998 | 2279.6611 | 90482.3661 | 20.535 | 20.635 | 20.535 | 20.635 | 0.125 | 450 | 0.0559 | 302.5686 | 0.002113
2017-12-24 12:15 | 30302 | 132.25 | 20.6307 | 8.525 | 0 | 54.0981 | 784741.6695 | 274623.454 | 179099.3997 | 4559.3221 | 90964.7322 | 20.5406 | 20.6406 | 20.5406 | 20.6406 | 0.25 | 900 | 0.05493 | 305.1372 | 0.0041903
2017-12-24 12:30 | 30303.5 | 132.5625 | 20.5722 | 8.7125 | 38.017 | 25.6577 | 774510.3167 | 270000 | 180000 | 0 | 90000 | 20.5573 | 20.6573 | 20.5573 | 20.6573 | 0.125 | 450 | 0.05455 | 300 | 0.0020456
2017-12-24 12:45 | 30306 | 132.8333 | 20.5716 | 8.8583 | 169.85 | 0 | 774510.3167 | 297557.2562 | 204217.0995 | 0 | 93340.1567 | 20.5703 | 20.6703 | 20.5703 | 20.6703 | 0.083333 | 300 | 0.0537 | 330.6192 | 0.0014795
2017-12-24 13:00 | 30309 | 133.0833 | 20.5827 | 8.9 | 184.6725 | 0 | 774510.3167 | 334647.5398 | 236821.8654 | 0 | 97825.6744 | 20.5814 | 20.6814 | 20.5814 | 20.6814 | 0.083333 | 300 | 0.05345 | 371.8306 | 0.0016562
2017-12-24 13:15 | 30311.5 | 133.3125 | 20.5922 | 8.9 | 157.025 | 0 | 767780.3955 | 341255.5237 | 242632.9641 | 0 | 98622.5596 | 20.5907 | 20.6907 | 20.5907 | 20.6907 | 0.125 | 450 | 0.05352 | 379.1728 | 0.0025392
2017-12-24 13:30 | 30313.5 | 133.5625 | 20.6028 | 8.9 | 118.0635 | 0 | 761050.4743 | 329087.804 | 231937.648 | 0 | 97150.156 | 20.6017 | 20.7017 | 20.6017 | 20.7017 | 0.125 | 450 | 0.05426 | 365.6531 | 0.0024836
2017-12-24 13:45 | 30315 | 133.75 | 20.6085 | 8.9 | 81.1062 | 0 | 761050.4743 | 321967.9283 | 225679.3414 | 0 | 96288.587 | 20.6072 | 20.7072 | 20.6072 | 20.7072 | 0.25 | 900 | 0.05521 | 357.7421 | 0.0049377
2017-12-24 14:00 | 30316 | 134 | 20.6271 | 8.9 | 148.1262 | 0 | 761050.4743 | 316722.581 | 221068.7282 | 0 | 95653.8527 | 20.6182 | 20.7182 | 20.6182 | 20.7182 | 0.25 | 900 | 0.05472 | 351.914 | 0.0048142
2017-12-24 14:15 | 30317 | 134.25 | 20.6347 | 8.9 | 174.8696 | 0 | 761050.4743 | 329343.2425 | 232162.1762 | 0 | 97181.0663 | 20.6291 | 20.7291 | 20.6291 | 20.7291 | 0.25 | 900 | 0.05641 | 365.9369 | 0.0051606
2017-12-24 14:30 | 30318 | 134.5 | 20.6476 | 8.9 | 266.6766 | 0 | 765614.8792 | 337147.7072 | 239022.2304 | 0 | 98125.4768 | 20.6399 | 20.7399 | 20.6399 | 20.7399 | 0.25 | 900 | 0.05878 | 374.6086 | 0.0055049
2017-12-24 14:45 | 30319 | 134.75 | 20.66 | 8.9 | 334.2215 | 0 | 765614.8792 | 364291.4709 | 262881.3545 | 0 | 101410.1165 | 20.6507 | 20.7507 | 20.6507 | 20.7507 | 0.25 | 900 | 0.06418 | 404.7683 | 0.0064945
2017-12-24 15:00 | 30320 | 135 | 20.6714 | 8.9 | 413.1339 | 0 | 765614.8792 | 384134.0115 | 280322.7691 | 0 | 103811.2424 | 20.6614 | 20.7614 | 20.6614 | 20.7614 | 0.25 | 900 | 0.05844 | 426.8156 | 0.0062358
2017-12-24 15:15 | 30321 | 135.25 | 20.6824 | 8.9 | 477.3213 | 0 | 765614.8792 | 407217.9872 | 300613.376 | 0 | 106604.6112 | 20.6721 | 20.7721 | 20.6721 | 20.7721 | 0.25 | 900 | 0.07016 | 452.4644 | 0.0079362
2017-12-24 15:30 | 30322 | 135.5 | 20.6951 | 8.9 | 579.7783 | 0 | 833027.0814 | 425933.9682 | 317064.5549 | 0 | 108869.4133 | 20.6827 | 20.7827 | 20.6827 | 20.7827 | 0.25 | 900 | 0.07062 | 473.26 | 0.0083554
2017-12-24 15:45 | 30323 | 135.75 | 20.7075 | 8.9 | 637.1871 | 0 | 833027.0814 | 455697.5152 | 343226.4449 | 0 | 112471.0703 | 20.6932 | 20.7932 | 20.6932 | 20.7932 | 0.25 | 900 | 0.07115 | 506.3306 | 0.0090064
2017-12-24 16:00 | 30324 | 136 | 20.7204 | 8.9 | 682.7252 | 0 | 833027.0814 | 472303.6151 | 357823.0572 | 0 | 114480.5578 | 20.7037 | 20.8037 | 20.7037 | 20.8037 | 0.25 | 900 | 0.06831 | 524.7818 | 0.008962
2017-12-24 16:15 | 30325 | 136.25 | 20.7238 | 8.9 | 670.9584 | 0 | 833027.0814 | 485460.2987 | 369387.6638 | 0 | 116072.6349 | 20.7141 | 20.8141 | 20.7141 | 20.8141 | 0.25 | 900 | 0.07671 | 539.4003 | 0.010344
2017-12-24 16:30 | 30326 | 136.5 | 20.7352 | 8.9 | 738.8358 | 0 | 1054199.8844 | 481925.4128 | 366280.5309 | 0 | 115644.8819 | 20.7245 | 20.8245 | 20.7245 | 20.8245 | 0.25 | 900 | 0.07915 | 535.4727 | 0.010596
2017-12-24 16:45 | 30327 | 136.75 | 20.7462 | 8.9 | 773.5455 | 0 | 1054199.8844 | 501596.755 | 383571.4636 | 0 | 118025.2914 | 20.7348 | 20.8348 | 20.7348 | 20.8348 | 0.25 | 900 | 0.07992 | 557.3297 | 0.011135
2017-12-24 17:00 | 30328 | 137 | 20.7571 | 8.9 | 810.5377 | 0 | 1054199.8844 | 511564.6784 | 392333.1786 | 0 | 119231.4998 | 20.745 | 20.845 | 20.745 | 20.845 | 0.25 | 900 | 0.07801 | 568.4052 | 0.011085
2017-12-24 17:15 | 30329 | 137.25 | 20.767 | 8.9 | 731.2126 | 0 | 1054199.8844 | 522174.0075 | 401658.6834 | 0 | 120515.3241 | 20.7552 | 20.8552 | 20.7552 | 20.8552 | 0.25 | 900 | 0.0815 | 580.1933 | 0.011821
2017-12-24 17:30 | 30330 | 137.5 | 20.7772 | 8.9 | 742.1328 | 0 | 1330183.6065 | 499483.1931 | 381713.6617 | 0 | 117769.5313 | 20.7653 | 20.8653 | 20.7653 | 20.8653 | 0.25 | 900 | 0.08384 | 554.9813 | 0.011632
2017-12-24 17:45 | 30331 | 137.75 | 20.7875 | 8.9 | 753.5181 | 0 | 1330183.6065 | 502654.698 | 384501.386 | 0 | 118153.312 | 20.7754 | 20.8754 | 20.7754 | 20.8754 | 0.25 | 900 | 0.08233 | 558.5052 | 0.011495
2017-12-24 18:00 | 30332 | 138 | 20.7978 | 8.9 | 765.2874 | 0 | 1330183.6065 | 505950.5474 | 387398.408 | 0 | 118552.1394 | 20.7855 | 20.8855 | 20.7855 | 20.8855 | 0.25 | 900 | 0.08466 | 562.1673 | 0.011898
2017-12-24 18:15 | 30333 | 138.25 | 20.7958 | 8.9 | 662.2453 | 0 | 1330183.6065 | 509354.0882 | 390390.0897 | 0 | 118963.9985 | 20.7954 | 20.8954 | 20.7954 | 20.8954 | 0.25 | 900 | 0.07057 | 565.949 | 0.0099848
2017-12-24 18:30 | 30334 | 138.5 | 20.8098 | 8.9 | 759.971 | 0 | 1419081.7863 | 479565.094 | 364205.8319 | 0 | 115359.2621 | 20.8053 | 20.9053 | 20.8053 | 20.9053 | 0.25 | 900 | 0.07631 | 532.8501 | 0.010165
2017-12-24 18:45 | 30335 | 138.75 | 20.8099 | 8.9 | 777.271 | 0 | 1419081.7863 | 507973.404 | 389176.4807 | 0 | 118796.9233 | 20.8152 | 20.9152 | 20.8152 | 20.9152 | 0.25 | 900 | 0.07025 | 564.4149 | 0.0099125
2017-12-24 19:00 | 30336 | 139 | 20.8104 | 8.9 | 856.0945 | 0 | 1419081.7863 | 512721.5375 | 393350.0474 | 0 | 119371.4901 | 20.825 | 20.925 | 20.825 | 20.925 | 0.25 | 900 | 0.07089 | 569.6906 | 0.010096
2017-12-24 19:15 | 30337 | 139.25 | 20.8762 | 8.9 | 899.5872 | 0 | 1419081.7863 | 535266.9569 | 413167.2681 | 0 | 122099.6888 | 20.8347 | 20.9347 | 20.8347 | 20.9347 | 0.25 | 900 | 0.06818 | 594.7411 | 0.010137
2017-12-24 19:30 | 30338 | 139.5 | 20.8731 | 8.9 | 744.7457 | 0 | 1392175.501 | 549159.1454 | 425378.3768 | 0 | 123780.7686 | 20.8444 | 20.9444 | 20.8444 | 20.9444 | 0.25 | 900 | 0.0711 | 610.1768 | 0.010846
2017-12-24 19:45 | 30339 | 139.75 | 20.8755 | 8.9 | 748.8068 | 0 | 1392175.501 | 503527.0163 | 385268.146 | 0 | 118258.8703 | 20.8541 | 20.9541 | 20.8541 | 20.9541 | 0.25 | 900 | 0.0663 | 559.4745 | 0.0092733
2017-12-24 20:00 | 30340 | 140 | 20.8879 | 8.9 | 716.4884 | 0 | 1392175.501 | 504790.107 | 386378.3913 | 0 | 118411.7157 | 20.8637 | 20.9637 | 20.8637 | 20.9637 | 0.25 | 900 | 0.07028 | 560.8779 | 0.0098546
2017-12-24 20:15 | 30341 | 140.25 | 20.8861 | 8.9 | 685.0437 | 0 | 1392175.501 | 495731.7088 | 378416.1408 | 0 | 117315.568 | 20.8732 | 20.9732 | 20.8732 | 20.9732 | 0.25 | 900 | 0.06775 | 550.813 | 0.0093294
2017-12-24 20:30 | 30342 | 140.5 | 20.8956 | 8.9 | 710.6944 | 0 | 1377595.0107 | 486437.1994 | 370246.3506 | 0 | 116190.8487 | 20.8827 | 20.9827 | 20.8827 | 20.9827 | 0.25 | 900 | 0.06364 | 540.4858 | 0.0085991
2017-12-24 20:45 | 30343 | 140.75 | 20.905 | 8.9 | 701.3975 | 0 | 1377595.0107 | 494033.3317 | 376923.2827 | 0 | 117110.0491 | 20.8921 | 20.9921 | 20.8921 | 20.9921 | 0.25 | 900 | 0.06019 | 548.9259 | 0.00826
2017-12-24 21:00 | 30344 | 141 | 20.9146 | 8.9 | 706.7204 | 0 | 1377595.0107 | 491387.0431 | 374597.2187 | 0 | 116789.8243 | 20.9015 | 21.0015 | 20.9015 | 21.0015 | 0.25 | 900 | 0.06565 | 545.9856 | 0.008961
2017-12-24 21:15 | 30345 | 141.25 | 20.925 | 8.9 | 712.1325 | 0 | 1377595.0107 | 492951.0864 | 375971.9988 | 0 | 116979.0877 | 20.9108 | 21.0108 | 20.9108 | 21.0108 | 0.25 | 900 | 0.0648 | 547.7234 | 0.0088731
2017-12-24 21:30 | 30346 | 141.5 | 20.9349 | 8.9 | 719.9936 | 0 | 1264143.4163 | 494553.4679 | 377380.4777 | 0 | 117172.9902 | 20.9201 | 21.0201 | 20.9201 | 21.0201 | 0.25 | 900 | 0.06076 | 549.5039 | 0.008347
2017-12-24 21:45 | 30347 | 141.75 | 20.9453 | 8.9 | 725.068 | 0 | 1264143.4163 | 496834.1077 | 379385.1395 | 0 | 117448.9682 | 20.9293 | 21.0293 | 20.9293 | 21.0293 | 0.25 | 900 | 0.05981 | 552.0379 | 0.0082543
2017-12-24 22:00 | 30348 | 142 | 20.95 | 8.9 | 726.9625 | 0 | 1264143.4163 | 498331.3649 | 380701.2151 | 0 | 117630.1498 | 20.9384 | 21.0384 | 20.9384 | 21.0384 | 0.25 | 900 | 0.06529 | 553.7015 | 0.0090378
2017-12-24 22:15 | 30349 | 142.25 | 20.9505 | 8.9 | 807.5466 | 0 | 1264143.4163 | 498783.9103 | 381098.9984 | 0 | 117684.9118 | 20.9476 | 21.0476 | 20.9476 | 21.0476 | 0.25 | 900 | 0.06341 | 554.2043 | 0.0087855
2017-12-24 22:30 | 30350 | 142.5 | 20.9632 | 8.9 | 867.4422 | 0 | 1009469.0009 | 521791.8652 | 401322.7838 | 0 | 120469.0814 | 20.9566 | 21.0566 | 20.9566 | 21.0566 | 0.25 | 900 | 0.06202 | 579.7687 | 0.0089893
2017-12-24 22:45 | 30351 | 142.75 | 20.9738 | 8.9 | 891.146 | 0 | 1009469.0009 | 539153.163 | 416583.2084 | 0 | 122569.9547 | 20.9656 | 21.0656 | 20.9656 | 21.0656 | 0.25 | 900 | 0.05908 | 599.0591 | 0.0088481
2017-12-24 23:00 | 30352 | 143 | 20.9854 | 8.9 | 924.3464 | 0 | 1009469.0009 | 545897.7061 | 422511.601 | 0 | 123386.1051 | 20.9746 | 21.0746 | 20.9746 | 21.0746 | 0.25 | 900 | 0.06198 | 606.553 | 0.0093985
2017-12-24 23:15 | 30353 | 143.25 | 20.9988 | 8.9 | 988.9721 | 0 | 1009469.0009 | 555406.5211 | 430869.7638 | 0 | 124536.7573 | 20.9835 | 21.0835 | 20.9835 | 21.0835 | 0.25 | 900 | 0.06182 | 617.1184 | 0.0095376
2017-12-24 23:30 | 30354 | 143.5 | 21.0082 | 8.9 | 1013.4892 | 0 | 787730.259 | 573816.6878 | 447052.1347 | 0 | 126764.5531 | 20.9924 | 21.0924 | 20.9924 | 21.0924 | 0.25 | 900 | 0.05754 | 637.5741 | 0.0091715
2017-12-24 23:45 | 30355 | 143.75 | 21.0175 | 8.9 | 1039.1573 | 0 | 787730.259 | 580702.6797 | 453104.8596 | 0 | 127597.8201 | 21.0012 | 21.1012 | 21.0012 | 21.1012 | 0.25 | 900 | 0.05 | 645.2252 | 0.0080653
2017-12-25 | 30356 | 144 | 21.0268 | 8.9 | 1056.5388 | 0 | 787730.259 | 587993.8689 | 459513.7493 | 0 | 128480.1196 | 21.01 | 21.11 | 21.01 | 21.11 | 0.25 | 900 | 0.05 | 653.3265 | 0.0081666