## Resume_Global
Day | Cost_Opti | Cost_Real | Difference_Euro | RMSE_Temp | RMSE_Power_W | MAPE_Power_Pct | Energy_Opti_kWh | Energy_Real_kWh | P_Avg_Opti_W | P_Avg_Real_W
2025-01-21 | 0 | 2.265 | 2.265 | 0.041823 | 601.277 | 100 | 0 | 14.0303 | 0 | 584.5949
2025-02-04 | 4.7857 | 5.2522 | 0.46648 | 0.025677 | 1081.9981 | 48.8404 | 35.4837 | 36.823 | 1478.4881 | 1534.2915
2025-03-01 | 0 | 1.6747 | 1.6747 | 0.044085 | 616.3995 | 100 | 0 | 14.2718 | 0 | 594.658
2025-04-24 | 0 | 0.71351 | 0.71351 | 0.057714 | 341.8323 | 100 | 0 | 7.7776 | 0 | 324.0685
2025-05-09 | -0.0010422 | 0.32678 | 0.32782 | 0.049736 | 745.336 | 123.4843 | 3.9974 | 6.6955 | 166.5576 | 278.9799
2025-06-08 | -0.41586 | 0.063465 | 0.47933 | 0.049516 | 894.2427 | 160.6647 | 19.0889 | 9.4755 | 795.372 | 394.8107
2025-07-08 | 3.455 | 1.391 | -2.0641 | 0.054107 | 1179.1358 | 264.1483 | 41.9265 | 16.9602 | 1746.9377 | 706.6751
2025-08-05 | 0.52241 | 0.19048 | -0.33193 | 0.05177 | 1264.2609 | 256.3658 | 39.4726 | 12.4228 | 1644.6908 | 517.6154
2025-09-24 | 0 | 0.27536 | 0.27536 | 0.047565 | 203.2961 | 100 | 0 | 4.5378 | 0 | 189.0764
2025-10-04 | -0.12063 | -0.00076754 | 0.11986 | 0.045146 | 2595.7177 | 815.7761 | 50.7216 | 8.733 | 2113.4017 | 363.8731
2025-11-22 | 0 | 1.6901 | 1.6901 | 0.035483 | 782.1911 | 100 | 0 | 18.5297 | 0 | 772.0701
2025-12-24 | 0 | 0.82509 | 0.82509 | 0.036561 | 586.093 | 100 | 0 | 13.6988 | 0 | 570.7837

## Details_2025-01-21
datetime | Unnamed: 0 | sim_time | Zone Air Temperature,LIVING_UNIT1 | Site Outdoor Air Drybulb Temperature,ENVIRONMENT | Zone Air System Sensible Heating Rate,LIVING_UNIT1 | Zone Air System Sensible Cooling Rate,LIVING_UNIT1 | Electricity:Building | Electricity:HVAC | Heating:Electricity | Cooling:Electricity | Fans:Electricity | Zone Thermostat Heating Setpoint Temperature,LIVING_UNIT1 | Zone Thermostat Cooling Setpoint Temperature,LIVING_UNIT1 | Zone Temperature Control,Heating Setpoint,LIVING_UNIT1 | Zone Temperature Control,Cooling Setpoint,LIVING_UNIT1 | dt_hours | dt_seconds | current_price | P_total_W | step_cost_real
2017-01-21 | 1863 | 120 | 19.9795 | 7.9 | 999.7585 | 0 | 787730.259 | 580164.3525 | 0 | 0 | 0 | 19.9648 | 20.0648 | 19.9648 | 20.0648 | 0.25 | 900 | 0.14136 | 0 | 0
2017-01-21 00:15 | 1864 | 120.25 | 20.0093 | 7.95 | 1091.879 | 0 | 787730.259 | 581874.8596 | 453637.9345 | 0 | 128236.9252 | 19.9945 | 20.0945 | 19.9945 | 20.0945 | 0.25 | 900 | 0.14009 | 646.5276 | 0.022643
2017-01-21 00:30 | 1865 | 120.5 | 20.0385 | 8 | 1109.096 | 0 | 613262.9701 | 608649.3561 | 477156.8264 | 0 | 131492.5297 | 20.0235 | 20.1235 | 20.0235 | 20.1235 | 0.25 | 900 | 0.13882 | 676.2771 | 0.02347
2017-01-21 00:45 | 1866 | 120.75 | 20.067 | 8.05 | 1146.0759 | 0 | 613262.9701 | 613197.211 | 481174.8629 | 0 | 132022.3481 | 20.0517 | 20.1517 | 20.0517 | 20.1517 | 0.25 | 900 | 0.13755 | 681.3302 | 0.023429
2017-01-21 01:00 | 1867 | 121 | 20.0947 | 8.1 | 1171.6988 | 0 | 613262.9701 | 623357.914 | 490119.6609 | 0 | 133238.2531 | 20.0791 | 20.1791 | 20.0791 | 20.1791 | 0.25 | 900 | 0.13628 | 692.6199 | 0.023598
2017-01-21 01:15 | 1868 | 121.25 | 20.1328 | 8.2 | 1192.2149 | 0 | 613262.9701 | 630251.9568 | 496198.8782 | 0 | 134053.0786 | 20.1059 | 20.2059 | 20.1059 | 20.2059 | 0.25 | 900 | 0.13453 | 700.28 | 0.023553
2017-01-21 01:30 | 1869 | 121.5 | 20.1598 | 8.3 | 1165.7102 | 0 | 562337.4017 | 635496.9829 | 500860.8599 | 0 | 134636.1229 | 20.1324 | 20.2324 | 20.1324 | 20.2324 | 0.25 | 900 | 0.13278 | 706.1078 | 0.02344
2017-01-21 01:45 | 1870 | 121.75 | 20.1861 | 8.4 | 1162.9213 | 0 | 562337.4017 | 626798.1496 | 493281.2999 | 0 | 133516.8496 | 20.1587 | 20.2587 | 20.1587 | 20.2587 | 0.25 | 900 | 0.13104 | 696.4424 | 0.022815
2017-01-21 02:00 | 1871 | 122 | 20.2118 | 8.5 | 1146.3519 | 0 | 562337.4017 | 625074.9363 | 491824.8959 | 0 | 133250.0404 | 20.1847 | 20.2847 | 20.1847 | 20.2847 | 0.25 | 900 | 0.12929 | 694.5277 | 0.022449
2017-01-21 02:15 | 1872 | 122.25 | 20.2376 | 8.55 | 1134.239 | 0 | 562337.4017 | 619465.1364 | 486954.1198 | 0 | 132511.0166 | 20.2106 | 20.3106 | 20.2106 | 20.3106 | 0.25 | 900 | 0.12656 | 688.2946 | 0.021778
2017-01-21 02:30 | 1873 | 122.5 | 20.263 | 8.6 | 1169.8719 | 0 | 545753.3182 | 615573.3426 | 483563.2872 | 0 | 132010.0553 | 20.2358 | 20.3358 | 20.2358 | 20.3358 | 0.25 | 900 | 0.12384 | 683.9704 | 0.021175
2017-01-21 02:45 | 1874 | 122.75 | 20.2877 | 8.65 | 1164.9573 | 0 | 545753.3182 | 625177.706 | 492028.3829 | 0 | 133149.323 | 20.2604 | 20.3604 | 20.2604 | 20.3604 | 0.25 | 900 | 0.12111 | 694.6419 | 0.021032
2017-01-21 03:00 | 1875 | 123 | 20.3115 | 8.7 | 1155.3859 | 0 | 545753.3182 | 623356.1674 | 490456.2831 | 0 | 132899.8842 | 20.2844 | 20.3844 | 20.2844 | 20.3844 | 0.25 | 900 | 0.11838 | 692.618 | 0.020498
2017-01-21 03:15 | 1876 | 123.25 | 20.3137 | 8.675 | 1161.319 | 0 | 545753.3182 | 620247.1271 | 487752.5929 | 0 | 132494.5342 | 20.3078 | 20.4078 | 20.3078 | 20.4078 | 0.25 | 900 | 0.11746 | 689.1635 | 0.020237
2017-01-21 03:30 | 1877 | 123.5 | 20.3354 | 8.65 | 1239.4851 | 0 | 533363.667 | 621639.0585 | 488961.6451 | 0 | 132677.4134 | 20.3301 | 20.4301 | 20.3301 | 20.4301 | 0.25 | 900 | 0.11653 | 690.7101 | 0.020123
2017-01-21 03:45 | 1878 | 123.75 | 20.3567 | 8.625 | 1263.7995 | 0 | 533363.667 | 644411.7706 | 508955.5904 | 0 | 135456.1802 | 20.3511 | 20.4511 | 20.3511 | 20.4511 | 0.25 | 900 | 0.11561 | 716.0131 | 0.020695
2017-01-21 04:00 | 1879 | 124 | 20.3769 | 8.6 | 1308.6507 | 0 | 533363.667 | 651598.4383 | 515254.55 | 0 | 136343.8883 | 20.3711 | 20.4711 | 20.3711 | 20.4711 | 0.25 | 900 | 0.11469 | 723.9983 | 0.020759
2017-01-21 04:15 | 1880 | 124.25 | 20.403 | 8.475 | 1332.2652 | 0 | 533363.667 | 664506.3335 | 526579.1102 | 0 | 137927.2233 | 20.39 | 20.49 | 20.39 | 20.49 | 0.25 | 900 | 0.11663 | 738.3404 | 0.021527
2017-01-21 04:30 | 1881 | 124.5 | 20.4208 | 8.35 | 1336.0804 | 0 | 566989.6412 | 672515.7816 | 533535.3272 | 0 | 138980.4544 | 20.407 | 20.507 | 20.407 | 20.507 | 0.25 | 900 | 0.11856 | 747.2398 | 0.022148
2017-01-21 04:45 | 1882 | 124.75 | 20.4364 | 8.225 | 1357.0109 | 0 | 566989.6412 | 674707.3568 | 535379.546 | 0 | 139327.8108 | 20.4222 | 20.5222 | 20.4222 | 20.5222 | 0.25 | 900 | 0.1205 | 749.6748 | 0.022583
2017-01-21 05:00 | 1883 | 125 | 20.4503 | 8.1 | 1370.0135 | 0 | 566989.6412 | 681888.6854 | 541603.4336 | 0 | 140285.2518 | 20.4357 | 20.5357 | 20.4357 | 20.5357 | 0.25 | 900 | 0.12243 | 757.6541 | 0.02319
2017-01-21 05:15 | 1884 | 125.25 | 20.472 | 7.975 | 1339.5714 | 0 | 566989.6412 | 686867.6929 | 545891.4112 | 0 | 140976.2817 | 20.4475 | 20.5475 | 20.4475 | 20.5475 | 0.25 | 900 | 0.12667 | 763.1863 | 0.024169
2017-01-21 05:30 | 1885 | 125.5 | 20.4829 | 7.85 | 1298.0451 | 0 | 696064.4026 | 679853.7845 | 539653.3955 | 0 | 140200.389 | 20.4579 | 20.5579 | 20.4579 | 20.5579 | 0.25 | 900 | 0.13092 | 755.3931 | 0.024723
2017-01-21 05:45 | 1886 | 125.75 | 20.4922 | 7.725 | 1283.502 | 0 | 696064.4026 | 669133.0921 | 530166.1367 | 0 | 138966.9554 | 20.4667 | 20.5667 | 20.4667 | 20.5667 | 0.25 | 900 | 0.13516 | 743.4812 | 0.025122
2017-01-21 06:00 | 1887 | 126 | 20.5 | 7.6 | 1260.0765 | 0 | 696064.4026 | 666259.8542 | 527566.2818 | 0 | 138693.5723 | 20.4742 | 20.5742 | 20.4742 | 20.5742 | 0.25 | 900 | 0.1394 | 740.2887 | 0.025799
2017-01-21 06:15 | 1888 | 126.25 | 20.5065 | 7.575 | 1211.4838 | 0 | 696064.4026 | 660834.4662 | 522729.5428 | 0 | 138104.9234 | 20.4804 | 20.5804 | 20.4804 | 20.5804 | 0.25 | 900 | 0.14965 | 734.2605 | 0.027471
2017-01-21 06:30 | 1889 | 126.5 | 20.5081 | 7.55 | 1183.5442 | 0 | 832563.7912 | 647281.9505 | 510830.0392 | 0 | 136451.9113 | 20.4861 | 20.5861 | 20.4861 | 20.5861 | 0.25 | 900 | 0.1599 | 719.2022 | 0.02875
2017-01-21 06:45 | 1890 | 126.75 | 20.5232 | 7.525 | 1166.625 | 0 | 832563.7912 | 639398.3686 | 503902.352 | 0 | 135496.0166 | 20.4914 | 20.5914 | 20.4914 | 20.5914 | 0.25 | 900 | 0.17015 | 710.4426 | 0.03022
2017-01-21 07:00 | 1891 | 127 | 20.5262 | 7.5 | 1109.7495 | 0 | 832563.7912 | 635115.9682 | 500132.8017 | 0 | 134983.1664 | 20.4962 | 20.5962 | 20.4962 | 20.5962 | 0.25 | 900 | 0.1804 | 705.6844 | 0.031826
2017-01-21 07:15 | 1892 | 127.25 | 20.5099 | 7.5 | 1126.3388 | 0 | 832563.7912 | 618689.8358 | 485716.4836 | 0 | 132973.3522 | 20.5007 | 20.6007 | 20.5007 | 20.6007 | 0.25 | 900 | 0.1964 | 687.4332 | 0.033753
2017-01-21 07:30 | 1893 | 127.5 | 20.5105 | 7.5 | 1175.5502 | 0 | 917156.0991 | 623024.2866 | 489516.7465 | 0 | 133507.54 | 20.505 | 20.605 | 20.505 | 20.605 | 0.25 | 900 | 0.2124 | 692.2492 | 0.036758
2017-01-21 07:45 | 1894 | 127.75 | 20.5146 | 7.5 | 1192.5206 | 0 | 917156.0991 | 637632.6808 | 502324.768 | 0 | 135307.9128 | 20.5091 | 20.6091 | 20.5091 | 20.6091 | 0.25 | 900 | 0.2284 | 708.4808 | 0.040454
2017-01-21 08:00 | 1895 | 128 | 20.5185 | 7.5 | 1224.0527 | 0 | 917156.0991 | 642663.4286 | 506735.5147 | 0 | 135927.9139 | 20.513 | 20.613 | 20.513 | 20.613 | 0.25 | 900 | 0.2444 | 714.0705 | 0.04363
2017-01-21 08:15 | 1896 | 128.25 | 20.5575 | 7.45 | 1392.9784 | 0 | 917156.0991 | 651764.318 | 514714.7891 | 0 | 137049.5288 | 20.5168 | 20.6168 | 20.5168 | 20.6168 | 0.25 | 900 | 0.23614 | 724.1826 | 0.042751
2017-01-21 08:30 | 1897 | 128.5 | 20.5602 | 7.4 | 1291.8421 | 0 | 802160.3193 | 701414.686 | 558211.6732 | 0 | 143203.0127 | 20.52 | 20.62 | 20.52 | 20.62 | 0.25 | 900 | 0.22787 | 779.3497 | 0.044398
2017-01-21 08:45 | 1898 | 128.75 | 20.561 | 7.35 | 1161.051 | 0 | 802160.3193 | 672025.8331 | 532415.0107 | 0 | 139610.8224 | 20.5227 | 20.6227 | 20.5227 | 20.6227 | 0.25 | 900 | 0.2196 | 746.6954 | 0.040995
2017-01-21 09:00 | 1899 | 129 | 20.5612 | 7.3 | 1027.3955 | 0 | 802160.3193 | 634898.0036 | 499839.6909 | 0 | 135058.3127 | 20.5249 | 20.6249 | 20.5249 | 20.6249 | 0.25 | 900 | 0.21134 | 705.4422 | 0.037272
2017-01-21 09:15 | 1900 | 129.25 | 20.5317 | 7.275 | 989.9378 | 0 | 802160.3193 | 596653.3405 | 466291.4671 | 0 | 130361.8734 | 20.5266 | 20.6266 | 20.5266 | 20.6266 | 0.25 | 900 | 0.20829 | 662.9482 | 0.034522
2017-01-21 09:30 | 1901 | 129.5 | 20.5316 | 7.25 | 1014.7356 | 0 | 755520.0357 | 585276.8915 | 456308.1244 | 0 | 128968.767 | 20.5281 | 20.6281 | 20.5281 | 20.6281 | 0.25 | 900 | 0.20525 | 650.3077 | 0.033368
2017-01-21 09:45 | 1902 | 129.75 | 20.5394 | 7.225 | 947.4894 | 0 | 755520.0357 | 593441.9655 | 463451.0676 | 0 | 129990.8979 | 20.5293 | 20.6293 | 20.5293 | 20.6293 | 0.25 | 900 | 0.2022 | 659.38 | 0.033331
2017-01-21 10:00 | 1903 | 130 | 20.5391 | 7.2 | 883.7243 | 0 | 755520.0357 | 574299.4389 | 446663.2057 | 0 | 127636.2332 | 20.5302 | 20.6302 | 20.5302 | 20.6302 | 0.25 | 900 | 0.19915 | 638.1105 | 0.03177
2017-01-21 10:15 | 1904 | 130.25 | 20.5388 | 7.375 | 823.5698 | 0 | 755520.0357 | 555730.4749 | 430379.4733 | 0 | 125351.0016 | 20.531 | 20.631 | 20.531 | 20.631 | 0.25 | 900 | 0.19021 | 617.4783 | 0.029363
2017-01-21 10:30 | 1905 | 130.5 | 20.5396 | 7.55 | 753.7809 | 0 | 771370.9002 | 536850.1486 | 413909.6305 | 0 | 122940.5181 | 20.533 | 20.633 | 20.533 | 20.633 | 0.25 | 900 | 0.18127 | 596.5002 | 0.027032
2017-01-21 10:45 | 1906 | 130.75 | 20.5407 | 7.725 | 644.3737 | 0 | 771370.9002 | 515076.1579 | 394891.9722 | 0 | 120184.1857 | 20.5363 | 20.6363 | 20.5363 | 20.6363 | 0.25 | 900 | 0.17233 | 572.3068 | 0.024656
2017-01-21 11:00 | 1907 | 131 | 20.5433 | 7.9 | 536.4312 | 0 | 771370.9002 | 481670.0227 | 365659.3899 | 0 | 116010.6328 | 20.5409 | 20.6409 | 20.5409 | 20.6409 | 0.25 | 900 | 0.16339 | 535.1889 | 0.021861
2017-01-21 11:15 | 1908 | 131.25 | 20.5602 | 8.125 | 424.8222 | 0 | 771370.9002 | 448747.0407 | 336832.0418 | 0 | 111914.9989 | 20.5468 | 20.6468 | 20.5468 | 20.6468 | 0.25 | 900 | 0.1599 | 498.6078 | 0.019931
2017-01-21 11:30 | 1909 | 131.5 | 20.5601 | 8.35 | 287.1123 | 0 | 784741.6695 | 414727.4446 | 307035.3582 | 0 | 107692.0864 | 20.5542 | 20.6542 | 20.5542 | 20.6542 | 0.25 | 900 | 0.1564 | 460.8083 | 0.018018
2017-01-21 11:45 | 1910 | 131.75 | 20.5829 | 8.575 | 248.2096 | 0 | 784741.6695 | 372559.0498 | 270058.6262 | 0 | 102500.4236 | 20.5632 | 20.6632 | 20.5632 | 20.6632 | 0.25 | 900 | 0.15291 | 413.9545 | 0.015824
2017-01-21 12:00 | 1911 | 132 | 20.5852 | 8.8 | 144.4744 | 0 | 784741.6695 | 360398.5236 | 259412.7156 | 0 | 100985.808 | 20.5738 | 20.6738 | 20.5738 | 20.6738 | 0.25 | 900 | 0.14941 | 400.4428 | 0.014958
2017-01-21 12:15 | 1912 | 132.25 | 20.5902 | 8.8 | 136.3932 | 0 | 784741.6695 | 328557.8882 | 231462.5405 | 0 | 97095.3477 | 20.5859 | 20.6859 | 20.5859 | 20.6859 | 0.25 | 900 | 0.14814 | 365.0643 | 0.01352
2017-01-21 12:30 | 1913 | 132.5 | 20.5967 | 8.8 | 127.5307 | 0 | 774510.3167 | 326076.998 | 229282.2551 | 0 | 96794.7429 | 20.5975 | 20.6975 | 20.5975 | 20.6975 | 0.25 | 900 | 0.14687 | 362.3078 | 0.013303
2017-01-21 12:45 | 1914 | 132.75 | 20.6065 | 8.8 | 151.0745 | 0 | 774510.3167 | 323418.2526 | 226945.6648 | 0 | 96472.5878 | 20.6086 | 20.7086 | 20.6086 | 20.7086 | 0.25 | 900 | 0.1456 | 359.3536 | 0.01308
2017-01-21 13:00 | 1915 | 133 | 20.6181 | 8.8 | 170.4261 | 0 | 774510.3167 | 330448.49 | 233124.0617 | 0 | 97324.4283 | 20.6192 | 20.7192 | 20.6192 | 20.7192 | 0.25 | 900 | 0.14433 | 367.165 | 0.013248
2017-01-21 13:15 | 1916 | 133.25 | 20.6585 | 9.025 | 165.0687 | 0 | 774510.3167 | 336224.8418 | 238200.504 | 0 | 98024.3378 | 20.6294 | 20.7294 | 20.6294 | 20.7294 | 0.25 | 900 | 0.14576 | 373.5832 | 0.013613
2017-01-21 13:30 | 1917 | 133.5 | 20.663 | 9.25 | 57.7995 | 0 | 761050.4743 | 334222.7721 | 236464.0007 | 0 | 97758.7714 | 20.6411 | 20.7411 | 20.6411 | 20.7411 | 0.25 | 900 | 0.14719 | 371.3586 | 0.013665
2017-01-21 13:45 | 1918 | 133.75 | 20.6716 | 9.475 | 45.9026 | 0 | 761050.4743 | 301415.5524 | 207631.4521 | 0 | 93784.1003 | 20.6544 | 20.7544 | 20.6544 | 20.7544 | 0.25 | 900 | 0.14862 | 334.9062 | 0.012443
2017-01-21 14:00 | 1919 | 134 | 20.6625 | 9.7 | 0 | 44.0429 | 761050.4743 | 297259.9884 | 203986.1563 | 0 | 93273.8321 | 20.6692 | 20.7692 | 20.6692 | 20.7692 | 0.25 | 900 | 0.15005 | 330.2889 | 0.01239
2017-01-21 14:15 | 1920 | 134.25 | 20.6858 | 9.725 | 26.0987 | 0 | 761050.4743 | 270000 | 180000 | 0 | 90000 | 20.6854 | 20.7854 | 20.6854 | 20.7854 | 0.25 | 900 | 0.15404 | 300 | 0.011553
2017-01-21 14:30 | 1921 | 134.5 | 20.6693 | 9.75 | 0 | 43.47 | 765614.8792 | 290847.6812 | 198352.1827 | 0 | 92495.4985 | 20.7012 | 20.8012 | 20.7012 | 20.8012 | 0.25 | 900 | 0.15802 | 323.1641 | 0.012767
2017-01-21 14:45 | 1922 | 134.75 | 20.7174 | 9.775 | 133.3009 | 0 | 765614.8792 | 270000 | 180000 | 0 | 90000 | 20.7165 | 20.8165 | 20.7165 | 20.8165 | 0.25 | 900 | 0.16201 | 300 | 0.01215
2017-01-21 15:00 | 1923 | 135 | 20.711 | 9.8 | 74.0889 | 0 | 765614.8792 | 322371.3383 | 226106.5424 | 0 | 96264.7959 | 20.7314 | 20.8314 | 20.7314 | 20.8314 | 0.25 | 900 | 0.16599 | 358.1904 | 0.014864
2017-01-21 15:15 | 1924 | 135.25 | 20.7592 | 9.775 | 205.2111 | 0 | 765614.8792 | 304481.956 | 210358.4941 | 0 | 94123.4619 | 20.7459 | 20.8459 | 20.7459 | 20.8459 | 0.25 | 900 | 0.16883 | 338.3133 | 0.014279
2017-01-21 15:30 | 1925 | 135.5 | 20.773 | 9.75 | 136.5874 | 0 | 833027.0814 | 343421.9831 | 244639.0543 | 0 | 98782.9288 | 20.7595 | 20.8595 | 20.7595 | 20.8595 | 0.25 | 900 | 0.17167 | 381.58 | 0.016376
2017-01-21 15:45 | 1926 | 135.75 | 20.787 | 9.725 | 225.2655 | 0 | 833027.0814 | 323208.9182 | 226841.8304 | 0 | 96367.0878 | 20.7724 | 20.8724 | 20.7724 | 20.8724 | 0.25 | 900 | 0.1745 | 359.121 | 0.015667
2017-01-21 16:00 | 1927 | 136 | 20.8001 | 9.7 | 284.668 | 0 | 833027.0814 | 349120.7511 | 249649.8792 | 0 | 99470.8719 | 20.7844 | 20.8844 | 20.7844 | 20.8844 | 0.25 | 900 | 0.17734 | 387.9119 | 0.017198
2017-01-21 16:15 | 1928 | 136.25 | 20.7955 | 9.6 | 300.5183 | 0 | 833027.0814 | 366450.7071 | 264901.6076 | 0 | 101549.0996 | 20.7956 | 20.8956 | 20.7956 | 20.8956 | 0.25 | 900 | 0.19119 | 407.1675 | 0.019462
2017-01-21 16:30 | 1929 | 136.5 | 20.8071 | 9.5 | 435.6231 | 0 | 1054199.8844 | 371229.9361 | 269092.5768 | 0 | 102137.3593 | 20.8055 | 20.9055 | 20.8055 | 20.9055 | 0.25 | 900 | 0.20505 | 412.4777 | 0.021144
2017-01-21 16:45 | 1930 | 136.75 | 20.8152 | 9.4 | 523.2033 | 0 | 1054199.8844 | 410956.1189 | 304033.3434 | 0 | 106922.7755 | 20.814 | 20.914 | 20.814 | 20.914 | 0.25 | 900 | 0.2189 | 456.6179 | 0.024988
2017-01-21 17:00 | 1931 | 137 | 20.8259 | 9.3 | 630.1749 | 0 | 1054199.8844 | 436668.0142 | 326631.9608 | 0 | 110036.0534 | 20.8212 | 20.9212 | 20.8212 | 20.9212 | 0.25 | 900 | 0.23275 | 485.1867 | 0.028232
2017-01-21 17:15 | 1932 | 137.25 | 20.8307 | 9.075 | 631.0362 | 0 | 1054199.8844 | 468011.1501 | 354175.7947 | 0 | 113835.3555 | 20.8273 | 20.9273 | 20.8273 | 20.9273 | 0.25 | 900 | 0.23023 | 520.0124 | 0.029931
2017-01-21 17:30 | 1933 | 137.5 | 20.8355 | 8.85 | 709.6977 | 0 | 1330183.6065 | 469533.8778 | 355443.9829 | 0 | 114089.8949 | 20.831 | 20.931 | 20.831 | 20.931 | 0.25 | 900 | 0.22772 | 521.7043 | 0.0297
2017-01-21 17:45 | 1934 | 137.75 | 20.8384 | 8.625 | 772.1152 | 0 | 1330183.6065 | 493627.5662 | 376548.8324 | 0 | 117078.7339 | 20.8327 | 20.9327 | 20.8327 | 20.9327 | 0.25 | 900 | 0.2252 | 548.4751 | 0.030879
2017-01-21 18:00 | 1935 | 138 | 20.8391 | 8.4 | 829.7794 | 0 | 1330183.6065 | 513129.4045 | 393602.1296 | 0 | 119527.2748 | 20.8323 | 20.9323 | 20.8323 | 20.9323 | 0.25 | 900 | 0.22268 | 570.1438 | 0.03174
2017-01-21 18:15 | 1936 | 138.25 | 20.8451 | 8.475 | 753.4873 | 0 | 1330183.6065 | 531362.0484 | 409526.7426 | 0 | 121835.3057 | 20.8301 | 20.9301 | 20.8301 | 20.9301 | 0.25 | 900 | 0.21516 | 590.4023 | 0.031758
2017-01-21 18:30 | 1937 | 138.5 | 20.8434 | 8.55 | 755.825 | 0 | 1419081.7863 | 509156.3836 | 390054.448 | 0 | 119101.9356 | 20.8286 | 20.9286 | 20.8286 | 20.9286 | 0.25 | 900 | 0.20765 | 565.7293 | 0.029368
2017-01-21 18:45 | 1938 | 138.75 | 20.8422 | 8.625 | 727.3667 | 0 | 1419081.7863 | 509178.0626 | 390102.0825 | 0 | 119075.9801 | 20.8278 | 20.9278 | 20.8278 | 20.9278 | 0.25 | 900 | 0.20014 | 565.7534 | 0.028307
2017-01-21 19:00 | 1939 | 139 | 20.8419 | 8.7 | 726.1852 | 0 | 1419081.7863 | 500442.1888 | 382455.735 | 0 | 117986.4538 | 20.8276 | 20.9276 | 20.8276 | 20.9276 | 0.25 | 900 | 0.19262 | 556.0469 | 0.026776
2017-01-21 19:15 | 1940 | 139.25 | 20.8408 | 8.7 | 716.7634 | 0 | 1419081.7863 | 499604.8268 | 381747.4958 | 0 | 117857.331 | 20.8281 | 20.9281 | 20.8281 | 20.9281 | 0.25 | 900 | 0.18572 | 555.1165 | 0.025774
2017-01-21 19:30 | 1941 | 139.5 | 20.8419 | 8.7 | 720.1257 | 0 | 1392175.501 | 496845.0105 | 379322.5205 | 0 | 117522.49 | 20.8286 | 20.9286 | 20.8286 | 20.9286 | 0.25 | 900 | 0.17882 | 552.05 | 0.024679
2017-01-21 19:45 | 1942 | 139.75 | 20.8434 | 8.7 | 716.503 | 0 | 1392175.501 | 497857.6052 | 380212.2598 | 0 | 117645.3454 | 20.829 | 20.929 | 20.829 | 20.929 | 0.25 | 900 | 0.17191 | 553.1751 | 0.023774
2017-01-21 20:00 | 1943 | 140 | 20.8428 | 8.7 | 712.1041 | 0 | 1392175.501 | 496818.7099 | 379299.4109 | 0 | 117519.299 | 20.8295 | 20.9295 | 20.8295 | 20.9295 | 0.25 | 900 | 0.16501 | 552.0208 | 0.022772
2017-01-21 20:15 | 1944 | 140.25 | 20.8703 | 8.475 | 704.0638 | 0 | 1392175.501 | 495499.7325 | 378140.4614 | 0 | 117359.2711 | 20.8299 | 20.9299 | 20.8299 | 20.9299 | 0.25 | 900 | 0.1612 | 550.5553 | 0.022187
2017-01-21 20:30 | 1945 | 140.5 | 20.868 | 8.25 | 597.8356 | 0 | 1377595.0107 | 495086.5317 | 377696.6973 | 0 | 117389.8344 | 20.8284 | 20.9284 | 20.8284 | 20.9284 | 0.25 | 900 | 0.15739 | 550.0961 | 0.021645
2017-01-21 20:45 | 1946 | 140.75 | 20.8647 | 8.025 | 566.148 | 0 | 1377595.0107 | 465085.1207 | 351276.0208 | 0 | 113809.0999 | 20.8251 | 20.9251 | 20.8251 | 20.9251 | 0.25 | 900 | 0.15358 | 516.7612 | 0.019841
2017-01-21 21:00 | 1947 | 141 | 20.851 | 7.8 | 501.6299 | 0 | 1377595.0107 | 457155.7344 | 344247.1581 | 0 | 112908.5763 | 20.8201 | 20.9201 | 20.8201 | 20.9201 | 0.25 | 900 | 0.14977 | 507.9508 | 0.019019
2017-01-21 21:15 | 1948 | 141.25 | 20.8108 | 7.925 | 486.9613 | 0 | 1377595.0107 | 439268.4641 | 328488.5367 | 0 | 110779.9273 | 20.8135 | 20.9135 | 20.8135 | 20.9135 | 0.25 | 900 | 0.1467 | 488.0761 | 0.0179
2017-01-21 21:30 | 1949 | 141.5 | 20.7994 | 8.05 | 629.49 | 0 | 1264143.4163 | 433839.583 | 323758.8307 | 0 | 110080.7524 | 20.8082 | 20.9082 | 20.8082 | 20.9082 | 0.25 | 900 | 0.14363 | 482.044 | 0.017309
2017-01-21 21:45 | 1950 | 141.75 | 20.7947 | 8.175 | 673.7795 | 0 | 1264143.4163 | 475461.8861 | 360320.768 | 0 | 115141.1181 | 20.8041 | 20.9041 | 20.8041 | 20.9041 | 0.25 | 900 | 0.14056 | 528.291 | 0.018564
2017-01-21 22:00 | 1951 | 142 | 20.7927 | 8.3 | 738.4907 | 0 | 1264143.4163 | 487686.0028 | 371092.5309 | 0 | 116593.4719 | 20.8012 | 20.9012 | 20.8012 | 20.9012 | 0.25 | 900 | 0.13749 | 541.8733 | 0.018626
2017-01-21 22:15 | 1952 | 142.25 | 20.7601 | 8.35 | 869.6829 | 0 | 1264143.4163 | 505701.3035 | 386954.0183 | 0 | 118747.2853 | 20.7995 | 20.8995 | 20.7995 | 20.8995 | 0.25 | 900 | 0.13449 | 561.8903 | 0.018893
2017-01-21 22:30 | 1953 | 142.5 | 20.7598 | 8.4 | 1074.0341 | 0 | 1009469.0009 | 542585.1307 | 419361.0553 | 0 | 123224.0755 | 20.7982 | 20.8982 | 20.7982 | 20.8982 | 0.25 | 900 | 0.1315 | 602.8724 | 0.019819
2017-01-21 22:45 | 1954 | 142.75 | 20.757 | 8.45 | 1198.3817 | 0 | 1009469.0009 | 601408.2357 | 471040.927 | 0 | 130367.3088 | 20.7974 | 20.8974 | 20.7974 | 20.8974 | 0.25 | 900 | 0.1285 | 668.2314 | 0.021467
2017-01-21 23:00 | 1955 | 143 | 20.7547 | 8.5 | 1369.2473 | 0 | 1009469.0009 | 636309.0447 | 501719.8354 | 0 | 134589.2093 | 20.7971 | 20.8971 | 20.7971 | 20.8971 | 0.25 | 900 | 0.1255 | 707.01 | 0.022182
2017-01-21 23:15 | 1956 | 143.25 | 20.8659 | 8.375 | 1489.1012 | 0 | 1009469.0009 | 683891.8169 | 543543.5559 | 0 | 140348.261 | 20.7972 | 20.8972 | 20.7972 | 20.8972 | 0.25 | 900 | 0.12582 | 759.8798 | 0.023902
2017-01-21 23:30 | 1957 | 143.5 | 20.8519 | 8.25 | 1194.0947 | 0 | 787730.259 | 721943.1321 | 576876.0039 | 0 | 145067.1282 | 20.7962 | 20.8962 | 20.7962 | 20.8962 | 0.25 | 900 | 0.12614 | 802.159 | 0.025296
2017-01-21 23:45 | 1958 | 143.75 | 20.8692 | 8.125 | 1225.3849 | 0 | 787730.259 | 636687.0682 | 501934.8646 | 0 | 134752.2036 | 20.7943 | 20.8943 | 20.7943 | 20.8943 | 0.25 | 900 | 0.12646 | 707.4301 | 0.022365
2017-01-22 | 1959 | 144 | 20.857 | 8 | 1036.0034 | 0 | 787730.259 | 647361.1524 | 511230.9513 | 0 | 136130.2011 | 20.7914 | 20.8914 | 20.7914 | 20.8914 | 0.25 | 900 | 0.12646 | 719.2902 | 0.02274

## Details_2025-02-04
datetime | Unnamed: 0 | sim_time | Zone Air Temperature,LIVING_UNIT1 | Site Outdoor Air Drybulb Temperature,ENVIRONMENT | Zone Air System Sensible Heating Rate,LIVING_UNIT1 | Zone Air System Sensible Cooling Rate,LIVING_UNIT1 | Electricity:Building | Electricity:HVAC | Heating:Electricity | Cooling:Electricity | Fans:Electricity | Zone Thermostat Heating Setpoint Temperature,LIVING_UNIT1 | Zone Thermostat Cooling Setpoint Temperature,LIVING_UNIT1 | Zone Temperature Control,Heating Setpoint,LIVING_UNIT1 | Zone Temperature Control,Cooling Setpoint,LIVING_UNIT1 | dt_hours | dt_seconds | current_price | P_total_W | step_cost_real
2017-02-04 | 3930.5 | 120.0625 | 20.0613 | -4.125 | 1765.2191 | 0 | 787730.259 | 1402485.842 | 596780.3602 | 0 | 111390.8153 | 20.0054 | 20.1054 | 20.0054 | 20.1054 | 0.125 | 450 | 0.1324 | 786.8569 | 0.012154
2017-02-04 00:15 | 3932.5 | 120.3125 | 20.0317 | -4.375 | 1856.1428 | 0 | 700496.6146 | 1433961.9258 | 1209343.1756 | 0 | 224618.7502 | 19.9849 | 20.0849 | 19.9849 | 20.0849 | 0.125 | 450 | 0.13068 | 1593.291 | 0.026006
2017-02-04 00:30 | 3934 | 120.5 | 20.0224 | -4.5 | 1903.5855 | 0 | 613262.9701 | 1451581.5006 | 1225125.6307 | 0 | 226455.8698 | 19.9748 | 20.0748 | 19.9748 | 20.0748 | 0.25 | 900 | 0.12897 | 1612.8683 | 0.052003
2017-02-04 00:45 | 3935 | 120.75 | 20.0309 | -4.75 | 1954.4699 | 0 | 613262.9701 | 1498088.5329 | 1266643.5067 | 0 | 231445.0262 | 19.9555 | 20.0555 | 19.9555 | 20.0555 | 0.25 | 900 | 0.12726 | 1664.5428 | 0.052955
2017-02-04 01:00 | 3936 | 121 | 20.0292 | -5 | 1984.3111 | 0 | 613262.9701 | 1571578.7522 | 1332031.6569 | 0 | 239547.0953 | 19.95 | 20.05 | 19.95 | 20.05 | 0.25 | 900 | 0.12554 | 1746.1986 | 0.054804
2017-02-04 01:15 | 3937 | 121.25 | 20.0329 | -4.75 | 2028.583 | 0 | 613262.9701 | 1608142.0804 | 1364724.4831 | 0 | 243417.5973 | 19.95 | 20.05 | 19.95 | 20.05 | 0.25 | 900 | 0.12495 | 1786.8245 | 0.055816
2017-02-04 01:30 | 3938 | 121.5 | 20.0325 | -4.5 | 2034.8163 | 0 | 562337.4017 | 1616106.7533 | 1371442.6997 | 0 | 244664.0537 | 19.95 | 20.05 | 19.95 | 20.05 | 0.25 | 900 | 0.12436 | 1795.6742 | 0.055828
2017-02-04 01:45 | 3939 | 121.75 | 20.0318 | -4.25 | 2049.7033 | 0 | 562337.4017 | 1598904.9518 | 1355846.77 | 0 | 243058.1818 | 19.95 | 20.05 | 19.95 | 20.05 | 0.25 | 900 | 0.12377 | 1776.5611 | 0.054971
2017-02-04 02:00 | 3940 | 122 | 20.0309 | -4 | 2057.1327 | 0 | 562337.4017 | 1585845.4749 | 1343881.6411 | 0 | 241963.8337 | 19.95 | 20.05 | 19.95 | 20.05 | 0.25 | 900 | 0.12318 | 1762.0505 | 0.054262
2017-02-04 02:15 | 3941 | 122.25 | 20.0292 | -4.5 | 2111.5 | 0 | 562337.4017 | 1568590.3927 | 1328170.683 | 0 | 240419.7097 | 19.95 | 20.05 | 19.95 | 20.05 | 0.25 | 900 | 0.12338 | 1742.8782 | 0.05376
2017-02-04 02:30 | 3942 | 122.5 | 20.0324 | -5 | 2175.1682 | 0 | 545753.3182 | 1619621.0823 | 1372708.4514 | 0 | 246912.6309 | 19.95 | 20.05 | 19.95 | 20.05 | 0.25 | 900 | 0.12359 | 1799.579 | 0.0556
2017-02-04 02:45 | 3943 | 122.75 | 20.0364 | -5.5 | 2231.5439 | 0 | 545753.3182 | 1679130.8729 | 1424623.6097 | 0 | 254507.2631 | 19.95 | 20.05 | 19.95 | 20.05 | 0.25 | 900 | 0.12379 | 1865.701 | 0.057738
2017-02-04 03:00 | 3944 | 123 | 20.0417 | -6 | 2292.1306 | 0 | 545753.3182 | 1736158.1682 | 1474219.1395 | 0 | 261939.0287 | 19.95 | 20.05 | 19.95 | 20.05 | 0.25 | 900 | 0.12399 | 1929.0646 | 0.059796
2017-02-04 03:15 | 3945 | 123.25 | 20.0426 | -5.5 | 2271.9774 | 0 | 545753.3182 | 1796799.4961 | 1526868.1438 | 0 | 269931.3523 | 19.95 | 20.05 | 19.95 | 20.05 | 0.25 | 900 | 0.1238 | 1996.4439 | 0.061792
2017-02-04 03:30 | 3946 | 123.5 | 20.041 | -5 | 2254.6006 | 0 | 533363.667 | 1762300.2261 | 1497293.732 | 0 | 265006.4941 | 19.95 | 20.05 | 19.95 | 20.05 | 0.25 | 900 | 0.12362 | 1958.1114 | 0.060515
2017-02-04 03:45 | 3947 | 123.75 | 20.0387 | -4.5 | 2234.7953 | 0 | 533363.667 | 1726192.1511 | 1466187.4181 | 0 | 260004.7331 | 19.95 | 20.05 | 19.95 | 20.05 | 0.25 | 900 | 0.12344 | 1917.9913 | 0.059187
2017-02-04 04:00 | 3948 | 124 | 20.0363 | -4 | 2212.967 | 0 | 533363.667 | 1688423.1995 | 1433506.4912 | 0 | 254916.7083 | 19.95 | 20.05 | 19.95 | 20.05 | 0.25 | 900 | 0.12325 | 1876.0258 | 0.057805
2017-02-04 04:15 | 3949 | 124.25 | 20.0331 | -4 | 2223.095 | 0 | 533363.667 | 1650217.0446 | 1400336.0453 | 0 | 249880.9994 | 19.95 | 20.05 | 19.95 | 20.05 | 0.25 | 900 | 0.12434 | 1833.5745 | 0.056999
2017-02-04 04:30 | 3950 | 124.5 | 20.032 | -4 | 2253.3006 | 0 | 566989.6412 | 1652798.0039 | 1402615.5714 | 0 | 250182.4324 | 19.95 | 20.05 | 19.95 | 20.05 | 0.25 | 900 | 0.12544 | 1836.4422 | 0.057591
2017-02-04 04:45 | 3951 | 124.75 | 20.0577 | -4 | 2327.9995 | 0 | 566989.6412 | 1667433.7541 | 1415553.439 | 0 | 251880.3151 | 19.9775 | 20.0775 | 19.9775 | 20.0775 | 0.25 | 900 | 0.12654 | 1852.7042 | 0.058608
2017-02-04 05:00 | 3952 | 125 | 20.0847 | -4 | 2358.6374 | 0 | 566989.6412 | 1708760.8377 | 1452090.5862 | 0 | 256670.2515 | 20.0042 | 20.1042 | 20.0042 | 20.1042 | 0.25 | 900 | 0.12763 | 1898.6232 | 0.06058
2017-02-04 05:15 | 3953 | 125.25 | 20.1118 | -4 | 2341.1934 | 0 | 566989.6412 | 1723967.1458 | 1465532.7645 | 0 | 258434.3813 | 20.03 | 20.13 | 20.03 | 20.13 | 0.25 | 900 | 0.13404 | 1915.5191 | 0.064188
2017-02-04 05:30 | 3954 | 125.5 | 20.1371 | -4 | 2334.2877 | 0 | 696064.4026 | 1715074.8873 | 1457667.1994 | 0 | 257407.6879 | 20.055 | 20.155 | 20.055 | 20.155 | 0.25 | 900 | 0.14044 | 1905.6388 | 0.066909
2017-02-04 05:45 | 3955 | 125.75 | 20.1615 | -4 | 2327.8745 | 0 | 696064.4026 | 1710879.6555 | 1453954.5559 | 0 | 256925.0996 | 20.0793 | 20.1793 | 20.0793 | 20.1793 | 0.25 | 900 | 0.14685 | 1900.9774 | 0.069791
2017-02-04 06:00 | 3956 | 126 | 20.1842 | -4 | 2330.7991 | 0 | 696064.4026 | 1707034.8429 | 1450551.7553 | 0 | 256483.0876 | 20.1028 | 20.2028 | 20.1028 | 20.2028 | 0.25 | 900 | 0.15326 | 1896.7054 | 0.072672
2017-02-04 06:15 | 3957 | 126.25 | 20.1996 | -4.25 | 2326.5294 | 0 | 696064.4026 | 1707912.9339 | 1451324.7088 | 0 | 256588.2251 | 20.1182 | 20.2182 | 20.1182 | 20.2182 | 0.25 | 900 | 0.16027 | 1897.681 | 0.076034
2017-02-04 06:30 | 3958 | 126.5 | 20.1799 | -4.5 | 2294.0145 | 0 | 832563.7912 | 1726011.7678 | 1467830.0738 | 0 | 258181.6941 | 20.0943 | 20.1943 | 20.0943 | 20.1943 | 0.25 | 900 | 0.16728 | 1917.7909 | 0.0802
2017-02-04 06:45 | 3959 | 126.75 | 20.1579 | -4.75 | 2331.9864 | 0 | 832563.7912 | 1726514.5705 | 1468728.8009 | 0 | 257785.7696 | 20.0713 | 20.1713 | 20.0713 | 20.1713 | 0.25 | 900 | 0.17428 | 1918.3495 | 0.083584
2017-02-04 07:00 | 3960 | 127 | 20.1377 | -5 | 2369.5676 | 0 | 832563.7912 | 1768557.6578 | 1506347.0012 | 0 | 262210.6566 | 20.0493 | 20.1493 | 20.0493 | 20.1493 | 0.25 | 900 | 0.18129 | 1965.0641 | 0.089062
2017-02-04 07:15 | 3961 | 127.25 | 20.1207 | -5 | 2362.7686 | 0 | 832563.7912 | 1811114.8936 | 1544395.7807 | 0 | 266719.1129 | 20.0282 | 20.1282 | 20.0282 | 20.1282 | 0.25 | 900 | 0.18896 | 2012.3499 | 0.095066
2017-02-04 07:30 | 3962 | 127.5 | 20.0997 | -5 | 2316.6746 | 0 | 917156.0991 | 1809959.5182 | 1543368.0345 | 0 | 266591.4837 | 20.0077 | 20.1077 | 20.0077 | 20.1077 | 0.25 | 900 | 0.19664 | 2011.0661 | 0.098864
2017-02-04 07:45 | 3963 | 127.75 | 20.0791 | -5 | 2304.3851 | 0 | 917156.0991 | 1785706.0042 | 1521890.959 | 0 | 263815.0451 | 19.9879 | 20.0879 | 19.9879 | 20.0879 | 0.25 | 900 | 0.20431 | 1984.1178 | 0.10135
2017-02-04 08:00 | 3964 | 128 | 20.06 | -5 | 2301.9402 | 0 | 917156.0991 | 1780045.6523 | 1516874.9522 | 0 | 263170.7001 | 19.9687 | 20.0687 | 19.9687 | 20.0687 | 0.25 | 900 | 0.21199 | 1977.8285 | 0.10482
2017-02-04 08:15 | 3965 | 128.25 | 20.0464 | -4.75 | 2429.772 | 0 | 917156.0991 | 1779643.4719 | 1516514.1343 | 0 | 263129.3375 | 19.95 | 20.05 | 19.95 | 20.05 | 0.25 | 900 | 0.19982 | 1977.3816 | 0.09878
2017-02-04 08:30 | 3966.5 | 128.5625 | 20.019 | -4.375 | 2097.9963 | 0 | 802160.3193 | 1759222.5471 | 1497861.1493 | 0 | 261361.3978 | 19.95 | 20.05 | 19.95 | 20.05 | 0.125 | 450 | 0.18765 | 1954.6917 | 0.045966
2017-02-04 08:45 | 3968.5 | 128.8125 | 19.9977 | -4.125 | 2001.9135 | 0 | 802160.3193 | 1632666.8848 | 1385462.3455 | 0 | 247204.5393 | 19.95 | 20.05 | 19.95 | 20.05 | 0.125 | 450 | 0.17548 | 1814.0743 | 0.039888
2017-02-04 09:00 | 3970.5 | 129.0625 | 19.9953 | -4 | 1928.1281 | 0 | 802160.3193 | 1529725.9874 | 1293978.8617 | 0 | 235747.1257 | 19.95 | 20.05 | 19.95 | 20.05 | 0.125 | 450 | 0.16331 | 1699.6955 | 0.034763
2017-02-04 09:15 | 3972.5 | 129.3125 | 19.9944 | -4 | 1899.2473 | 0 | 778840.1775 | 1487124.1295 | 1256084.5045 | 0 | 231039.625 | 19.95 | 20.05 | 19.95 | 20.05 | 0.125 | 450 | 0.15662 | 1652.3601 | 0.032347
2017-02-04 09:30 | 3975 | 129.5833 | 19.9851 | -4 | 1829.1761 | 0 | 755520.0357 | 1467922.51 | 1239103.0218 | 0 | 228819.4882 | 19.95 | 20.05 | 19.95 | 20.05 | 0.083333 | 300 | 0.14992 | 1631.025 | 0.020377
2017-02-04 09:45 | 3978 | 129.8333 | 19.98 | -4 | 1768.402 | 0 | 755520.0357 | 1433079.3783 | 1208293.5136 | 0 | 224785.8648 | 19.95 | 20.05 | 19.95 | 20.05 | 0.083333 | 300 | 0.14322 | 1592.3104 | 0.019005
2017-02-04 10:00 | 3981 | 130.0833 | 19.9788 | -4 | 1705.5943 | 0 | 755520.0357 | 1401206.7277 | 1180110.472 | 0 | 221096.2557 | 19.95 | 20.05 | 19.95 | 20.05 | 0.083333 | 300 | 0.13653 | 1556.8964 | 0.017714
2017-02-04 10:15 | 3983.5 | 130.3125 | 19.9829 | -4 | 1664.123 | 0 | 763445.4679 | 1372194.3338 | 1154457.7362 | 0 | 217736.5977 | 19.95 | 20.05 | 19.95 | 20.05 | 0.125 | 450 | 0.13439 | 1524.6604 | 0.025635
2017-02-04 10:30 | 3985.5 | 130.5625 | 19.987 | -4 | 1589.4824 | 0 | 771370.9002 | 1338113.8067 | 1124324.373 | 0 | 213789.4337 | 19.95 | 20.05 | 19.95 | 20.05 | 0.125 | 450 | 0.13224 | 1486.7931 | 0.024595
2017-02-04 10:45 | 3987.5 | 130.8125 | 19.9856 | -4 | 1537.9079 | 0 | 771370.9002 | 1305406.3901 | 1095405.1504 | 0 | 210001.2397 | 19.95 | 20.05 | 19.95 | 20.05 | 0.125 | 450 | 0.13009 | 1450.4515 | 0.023609
2017-02-04 11:00 | 3989.5 | 131.0625 | 19.985 | -4 | 1505.1931 | 0 | 771370.9002 | 1271139.2003 | 1065107.0819 | 0 | 206032.1183 | 19.95 | 20.05 | 19.95 | 20.05 | 0.125 | 450 | 0.12795 | 1412.3769 | 0.022609
2017-02-04 11:15 | 3991.5 | 131.3125 | 19.985 | -4 | 1493.596 | 0 | 778056.2848 | 1257888.3157 | 1053943.9869 | 0 | 203944.3287 | 19.95 | 20.05 | 19.95 | 20.05 | 0.125 | 450 | 0.12682 | 1397.6537 | 0.022153
2017-02-04 11:30 | 3993.5 | 131.5625 | 19.9854 | -4 | 1487.4625 | 0 | 784741.6695 | 1265787.2327 | 1062031.0507 | 0 | 203756.1819 | 19.95 | 20.05 | 19.95 | 20.05 | 0.125 | 450 | 0.12569 | 1406.4303 | 0.022091
2017-02-04 11:45 | 3995 | 131.75 | 19.9854 | -4 | 1483.8902 | 0 | 784741.6695 | 1270562.1278 | 1066802.9732 | 0 | 203759.1546 | 19.95 | 20.05 | 19.95 | 20.05 | 0.25 | 900 | 0.12456 | 1411.7357 | 0.043961
2017-02-04 12:00 | 3996 | 132 | 20.001 | -4 | 1511.2648 | 0 | 784741.6695 | 1283041.4067 | 1078941.0576 | 0 | 204100.3491 | 19.95 | 20.05 | 19.95 | 20.05 | 0.25 | 900 | 0.12343 | 1425.6016 | 0.043991
2017-02-04 12:15 | 3997.5 | 132.3125 | 19.9995 | -3.625 | 1340.1317 | 0 | 779625.9931 | 1282986.4791 | 1079813.4857 | 0 | 203172.9935 | 19.95 | 20.05 | 19.95 | 20.05 | 0.125 | 450 | 0.12089 | 1425.5405 | 0.021575
2017-02-04 12:30 | 3999.5 | 132.5625 | 19.9811 | -3.375 | 1299.6499 | 0 | 774510.3167 | 1209854.4623 | 1014589.5016 | 0 | 195264.9607 | 19.95 | 20.05 | 19.95 | 20.05 | 0.125 | 450 | 0.11835 | 1344.2827 | 0.019935
2017-02-04 12:45 | 4001.5 | 132.8125 | 19.9783 | -3.125 | 1191.6599 | 0 | 774510.3167 | 1134559.0935 | 947455.4823 | 0 | 187103.6112 | 19.95 | 20.05 | 19.95 | 20.05 | 0.125 | 450 | 0.11581 | 1260.6212 | 0.018283
2017-02-04 13:00 | 4003.5 | 133.0625 | 19.9765 | -3 | 1120.7716 | 0 | 774510.3167 | 1071477.0235 | 891181.5465 | 0 | 180295.4771 | 19.95 | 20.05 | 19.95 | 20.05 | 0.125 | 450 | 0.11327 | 1190.53 | 0.016889
2017-02-04 13:15 | 4005 | 133.25 | 19.9758 | -3 | 1094.7759 | 0 | 774510.3167 | 1040299.6704 | 863371.2592 | 0 | 176928.4111 | 19.95 | 20.05 | 19.95 | 20.05 | 0.25 | 900 | 0.11497 | 1155.8885 | 0.033225
2017-02-04 13:30 | 4007 | 133.5833 | 19.977 | -3 | 1102.9938 | 0 | 761050.4743 | 1052101.6641 | 875305.0716 | 0 | 176796.5925 | 19.95 | 20.05 | 19.95 | 20.05 | 0.083333 | 300 | 0.11668 | 1169.0018 | 0.011367
2017-02-04 13:45 | 4010.5 | 133.8438 | 19.9656 | -3 | 1034.3558 | 0 | 761050.4743 | 1040708.615 | 866056.7499 | 0 | 174651.8651 | 19.95 | 20.05 | 19.95 | 20.05 | 0.0625 | 225 | 0.11839 | 1156.3429 | 0.008561
2017-02-04 14:00 | 4014.5 | 134.0938 | 19.9632 | -2.4375 | 959.4968 | 0 | 761050.4743 | 1019512.5587 | 847979.6382 | 0 | 171532.9205 | 19.95 | 20.05 | 19.95 | 20.05 | 0.0625 | 225 | 0.12009 | 1132.7917 | 0.0085045
2017-02-04 14:15 | 4018 | 134.3333 | 19.9642 | -1.75 | 883.523 | 0 | 764093.4109 | 977571.1543 | 811833.6448 | 0 | 165737.5095 | 19.95 | 20.05 | 19.95 | 20.05 | 0.083333 | 300 | 0.12069 | 1086.1902 | 0.010924
2017-02-04 14:30 | 4021 | 134.5833 | 19.9626 | -1 | 757.5436 | 0 | 765614.8792 | 921710.0718 | 763423.9416 | 0 | 158286.1302 | 19.95 | 20.05 | 19.95 | 20.05 | 0.083333 | 300 | 0.12128 | 1024.1223 | 0.01035
2017-02-04 14:45 | 4024 | 134.8333 | 19.9607 | -0.25 | 665.2447 | 0 | 765614.8792 | 836425.1347 | 688315.4434 | 0 | 148109.6913 | 19.95 | 20.05 | 19.95 | 20.05 | 0.083333 | 300 | 0.12187 | 929.3613 | 0.0094388
2017-02-04 15:00 | 4026.5 | 135.0625 | 19.9621 | 0.0125 | 638.22 | 0 | 765614.8792 | 782404.1287 | 640802.4894 | 0 | 141601.6394 | 19.95 | 20.05 | 19.95 | 20.05 | 0.125 | 450 | 0.12247 | 869.3379 | 0.013332
2017-02-04 15:15 | 4028.5 | 135.3125 | 19.9645 | 0.0375 | 655.9579 | 0 | 799320.9803 | 755147.0764 | 616860.8634 | 0 | 138286.213 | 19.95 | 20.05 | 19.95 | 20.05 | 0.125 | 450 | 0.12217 | 839.0523 | 0.012821
2017-02-04 15:30 | 4030 | 135.5 | 19.965 | 0.05 | 685.4968 | 0 | 833027.0814 | 748485.6102 | 610878.1001 | 0 | 137607.5101 | 19.95 | 20.05 | 19.95 | 20.05 | 0.25 | 900 | 0.12187 | 831.6507 | 0.025339
2017-02-04 15:45 | 4031 | 135.75 | 19.9769 | 0.075 | 763.9129 | 0 | 833027.0814 | 787499.7907 | 646041.4253 | 0 | 141458.3654 | 19.95 | 20.05 | 19.95 | 20.05 | 0.25 | 900 | 0.12158 | 874.9998 | 0.026595
2017-02-04 16:00 | 4032.5 | 136.0625 | 19.9909 | 0.0875 | 867.5051 | 0 | 833027.0814 | 851749.381 | 703954.8919 | 0 | 147794.4891 | 19.9661 | 20.0661 | 19.9661 | 20.0661 | 0.125 | 450 | 0.12128 | 946.3882 | 0.014327
2017-02-04 16:15 | 4034 | 136.25 | 20.0005 | 0.075 | 836.0462 | 0 | 833027.0814 | 869992.3041 | 720402.793 | 0 | 149589.5111 | 19.9822 | 20.0822 | 19.9822 | 20.0822 | 0.25 | 900 | 0.12612 | 966.6581 | 0.030479
2017-02-04 16:30 | 4035 | 136.5 | 20.0485 | 0.05 | 1014.2613 | 0 | 1054199.8844 | 901493.0292 | 748737.1906 | 0 | 152755.8386 | 20.0133 | 20.1133 | 20.0133 | 20.1133 | 0.25 | 900 | 0.13096 | 1001.6589 | 0.032796
2017-02-04 16:45 | 4036 | 136.75 | 20.0833 | 0.025 | 1054.9723 | 0 | 1054199.8844 | 989736.2311 | 828167.9919 | 0 | 161568.2393 | 20.0432 | 20.1432 | 20.0432 | 20.1432 | 0.25 | 900 | 0.13581 | 1099.7069 | 0.037337
2017-02-04 17:00 | 4037.5 | 137.0625 | 20.0877 | -0.25 | 1148.4145 | 0 | 1054199.8844 | 1028396.7159 | 862913.743 | 0 | 165482.9729 | 20.0537 | 20.1537 | 20.0537 | 20.1537 | 0.125 | 450 | 0.14065 | 1142.663 | 0.02007
2017-02-04 17:15 | 4039.5 | 137.3125 | 20.0851 | -0.75 | 1195.6543 | 0 | 1192191.7455 | 1061868.5649 | 892434.8264 | 0 | 169433.7385 | 20.0583 | 20.1583 | 20.0583 | 20.1583 | 0.125 | 450 | 0.14924 | 1179.854 | 0.021984
2017-02-04 17:30 | 4041.5 | 137.5625 | 20.0679 | -1.25 | 1303.8583 | 0 | 1330183.6065 | 1112769.3166 | 936980.1698 | 0 | 175789.1468 | 20.0385 | 20.1385 | 20.0385 | 20.1385 | 0.125 | 450 | 0.15782 | 1236.4104 | 0.024345
2017-02-04 17:45 | 4043.5 | 137.8125 | 20.0499 | -1.75 | 1374.7714 | 0 | 1330183.6065 | 1167671.9516 | 984970.5203 | 0 | 182701.4313 | 20.0184 | 20.1184 | 20.0184 | 20.1184 | 0.125 | 450 | 0.16641 | 1297.4133 | 0.026953
2017-02-04 18:00 | 4045 | 138 | 20.0409 | -2 | 1444.0267 | 0 | 1330183.6065 | 1190469.659 | 1004745.8643 | 0 | 185723.7947 | 20.0084 | 20.1084 | 20.0084 | 20.1084 | 0.25 | 900 | 0.175 | 1322.7441 | 0.05787
2017-02-04 18:15 | 4046 | 138.25 | 20.041 | -2 | 1343.5076 | 0 | 1330183.6065 | 1230354.5607 | 1039041.6495 | 0 | 191312.9112 | 19.9883 | 20.0883 | 19.9883 | 20.0883 | 0.25 | 900 | 0.17438 | 1367.0606 | 0.059597
2017-02-04 18:30 | 4047 | 138.5 | 20.0222 | -2 | 1316.4932 | 0 | 1419081.7863 | 1195518.1821 | 1007877.9193 | 0 | 187640.2628 | 19.9688 | 20.0688 | 19.9688 | 20.0688 | 0.25 | 900 | 0.17376 | 1328.3535 | 0.057704
2017-02-04 18:45 | 4048 | 138.75 | 20.0038 | -2 | 1337.5203 | 0 | 1419081.7863 | 1177978.4548 | 992186.217 | 0 | 185792.2379 | 19.95 | 20.05 | 19.95 | 20.05 | 0.25 | 900 | 0.17314 | 1308.8649 | 0.056654
2017-02-04 19:00 | 4049 | 139 | 20.0029 | -2 | 1366.2616 | 0 | 1419081.7863 | 1189900.1548 | 1002847.7598 | 0 | 187052.395 | 19.95 | 20.05 | 19.95 | 20.05 | 0.25 | 900 | 0.17252 | 1322.1113 | 0.057023
2017-02-04 19:15 | 4050 | 139.25 | 20.0016 | -2 | 1363.9107 | 0 | 1419081.7863 | 1207941.2768 | 1018983.0279 | 0 | 188958.2489 | 19.95 | 20.05 | 19.95 | 20.05 | 0.25 | 900 | 0.16721 | 1342.157 | 0.056106
2017-02-04 19:30 | 4051 | 139.5 | 20.0018 | -2 | 1387.0781 | 0 | 1392175.501 | 1193379.5626 | 1004992.3578 | 0 | 188387.2048 | 19.95 | 20.05 | 19.95 | 20.05 | 0.25 | 900 | 0.1619 | 1325.9773 | 0.053671
2017-02-04 19:45 | 4052 | 139.75 | 20.0019 | -2 | 1402.0466 | 0 | 1392175.501 | 1193442.2156 | 1004057.5717 | 0 | 189384.6439 | 19.95 | 20.05 | 19.95 | 20.05 | 0.25 | 900 | 0.1566 | 1326.0469 | 0.051914
2017-02-04 20:00 | 4053 | 140 | 20.0021 | -2 | 1417.3326 | 0 | 1392175.501 | 1188446.873 | 998588.1588 | 0 | 189858.7142 | 19.95 | 20.05 | 19.95 | 20.05 | 0.25 | 900 | 0.15129 | 1320.4965 | 0.049944
2017-02-04 20:15 | 4054 | 140.25 | 20.0006 | -2.25 | 1435.3269 | 0 | 1392175.501 | 1183419.5539 | 993074.067 | 0 | 190345.4868 | 19.95 | 20.05 | 19.95 | 20.05 | 0.25 | 900 | 0.14666 | 1314.9106 | 0.04821
2017-02-04 20:30 | 4055 | 140.5 | 20.0019 | -2.5 | 1462.16 | 0 | 1377595.0107 | 1207728.3627 | 1015066.2389 | 0 | 192662.1238 | 19.95 | 20.05 | 19.95 | 20.05 | 0.25 | 900 | 0.14203 | 1341.9204 | 0.047647
2017-02-04 20:45 | 4056 | 140.75 | 20.0035 | -2.75 | 1481.1719 | 0 | 1377595.0107 | 1238175.3097 | 1042512.7998 | 0 | 195662.51 | 19.95 | 20.05 | 19.95 | 20.05 | 0.25 | 900 | 0.13739 | 1375.7503 | 0.047254
2017-02-04 21:00 | 4057 | 141 | 20.002 | -3 | 1507.2382 | 0 | 1377595.0107 | 1264421.77 | 1066205.1147 | 0 | 198216.6553 | 19.95 | 20.05 | 19.95 | 20.05 | 0.25 | 900 | 0.13276 | 1404.9131 | 0.046629
2017-02-04 21:15 | 4058 | 141.25 | 20.0033 | -3.25 | 1554.2482 | 0 | 1377595.0107 | 1294350.6142 | 1093165.4972 | 0 | 201185.117 | 19.95 | 20.05 | 19.95 | 20.05 | 0.25 | 900 | 0.13518 | 1438.1673 | 0.048602
2017-02-04 21:30 | 4059 | 141.5 | 20.0051 | -3.5 | 1604.0975 | 0 | 1264143.4163 | 1323281.4236 | 1118151.6131 | 0 | 205129.8105 | 19.95 | 20.05 | 19.95 | 20.05 | 0.25 | 900 | 0.13759 | 1470.3127 | 0.050577
2017-02-04 21:45 | 4060 | 141.75 | 20.0063 | -3.75 | 1653.0395 | 0 | 1264143.4163 | 1355034.7837 | 1145602.1333 | 0 | 209432.6505 | 19.95 | 20.05 | 19.95 | 20.05 | 0.25 | 900 | 0.14001 | 1505.5942 | 0.052701
2017-02-04 22:00 | 4061 | 142 | 20.009 | -4 | 1702.1496 | 0 | 1264143.4163 | 1386840.5652 | 1173047.1078 | 0 | 213793.4575 | 19.95 | 20.05 | 19.95 | 20.05 | 0.25 | 900 | 0.14243 | 1540.934 | 0.054869
2017-02-04 22:15 | 4062 | 142.25 | 20.0161 | -4 | 1788.4186 | 0 | 1264143.4163 | 1418916.1542 | 1200679.1351 | 0 | 218237.0191 | 19.95 | 20.05 | 19.95 | 20.05 | 0.25 | 900 | 0.14157 | 1576.5735 | 0.055799
2017-02-04 22:30 | 4063 | 142.5 | 20.018 | -4 | 1818.5787 | 0 | 1009469.0009 | 1454979.6286 | 1231484.6683 | 0 | 223494.9603 | 19.95 | 20.05 | 19.95 | 20.05 | 0.25 | 900 | 0.14071 | 1616.644 | 0.056869
2017-02-04 22:45 | 4064 | 142.75 | 20.0191 | -4 | 1848.5892 | 0 | 1009469.0009 | 1456475.559 | 1231548.3649 | 0 | 224927.1941 | 19.95 | 20.05 | 19.95 | 20.05 | 0.25 | 900 | 0.13985 | 1618.3062 | 0.05658
2017-02-04 23:00 | 4065 | 143 | 20.0183 | -4 | 1870.5721 | 0 | 1009469.0009 | 1457136.0149 | 1230838.7393 | 0 | 226297.2756 | 19.95 | 20.05 | 19.95 | 20.05 | 0.25 | 900 | 0.13899 | 1619.04 | 0.056258
2017-02-04 23:15 | 4066 | 143.25 | 20.02 | -4 | 1947.3195 | 0 | 1009469.0009 | 1452642.2602 | 1225539.2668 | 0 | 227102.9934 | 19.95 | 20.05 | 19.95 | 20.05 | 0.25 | 900 | 0.13705 | 1614.047 | 0.0553
2017-02-04 23:30 | 4067 | 143.5 | 20.0208 | -4 | 1982.6054 | 0 | 787730.259 | 1492524.835 | 1260798.2791 | 0 | 231726.5559 | 19.95 | 20.05 | 19.95 | 20.05 | 0.25 | 900 | 0.13511 | 1658.3609 | 0.056013
2017-02-04 23:45 | 4068 | 143.75 | 20.0214 | -4 | 2014.422 | 0 | 787730.259 | 1510456.838 | 1276651.436 | 0 | 233805.402 | 19.95 | 20.05 | 19.95 | 20.05 | 0.25 | 900 | 0.13316 | 1678.2854 | 0.055871
2017-02-05 | 4069 | 144 | 20.004 | -4 | 2009.1612 | 0 | 787730.259 | 1526640.1463 | 1290958.6232 | 0 | 235681.5231 | 19.9311 | 20.0311 | 19.9311 | 20.0311 | 0.25 | 900 | 0.13316 | 1696.2668 | 0.05647

## Details_2025-03-01
datetime | Unnamed: 0 | sim_time | Zone Air Temperature,LIVING_UNIT1 | Site Outdoor Air Drybulb Temperature,ENVIRONMENT | Zone Air System Sensible Heating Rate,LIVING_UNIT1 | Zone Air System Sensible Cooling Rate,LIVING_UNIT1 | Electricity:Building | Electricity:HVAC | Heating:Electricity | Cooling:Electricity | Fans:Electricity | Zone Thermostat Heating Setpoint Temperature,LIVING_UNIT1 | Zone Thermostat Cooling Setpoint Temperature,LIVING_UNIT1 | Zone Temperature Control,Heating Setpoint,LIVING_UNIT1 | Zone Temperature Control,Cooling Setpoint,LIVING_UNIT1 | dt_hours | dt_seconds | current_price | P_total_W | step_cost_real
2017-03-01 | 5803 | 120 | 20.4722 | 6.9 | 0 | 63.5007 | 787730.259 | 270000 | 0 | 0 | 0 | 20.401 | 20.501 | 20.401 | 20.501 | 0.25 | 900 | 0.12556 | 0 | 0
2017-03-01 00:15 | 5804 | 120.25 | 20.4085 | 6.975 | 46.678 | 0 | 787730.259 | 270000 | 180000 | 0 | 90000 | 20.4047 | 20.5047 | 20.4047 | 20.5047 | 0.25 | 900 | 0.1239 | 300 | 0.0092927
2017-03-01 00:30 | 5805 | 120.5 | 20.4179 | 7.05 | 136.1955 | 0 | 613262.9701 | 304425.1087 | 210153.6169 | 0 | 94271.4918 | 20.4089 | 20.5089 | 20.4089 | 20.5089 | 0.25 | 900 | 0.12225 | 338.2501 | 0.010337
2017-03-01 00:45 | 5806.5 | 120.8125 | 20.4203 | 7.1625 | 136.1498 | 0 | 613262.9701 | 329801.9875 | 232392.2821 | 0 | 97409.7054 | 20.4159 | 20.5159 | 20.4159 | 20.5159 | 0.125 | 450 | 0.12059 | 366.4467 | 0.0055268
2017-03-01 01:00 | 5808.5 | 121.0625 | 20.4242 | 7.2 | 180.9206 | 0 | 613262.9701 | 331591.3781 | 233967.792 | 0 | 97623.5861 | 20.421 | 20.521 | 20.421 | 20.521 | 0.125 | 450 | 0.11893 | 368.4349 | 0.0054721
2017-03-01 01:15 | 5810.5 | 121.3125 | 20.4298 | 7.2 | 229.7767 | 0 | 587800.1859 | 344251.6844 | 245065.155 | 0 | 99186.5294 | 20.4262 | 20.5262 | 20.4262 | 20.5262 | 0.125 | 450 | 0.11828 | 382.5019 | 0.0056467
2017-03-01 01:30 | 5812.5 | 121.5625 | 20.4352 | 7.2 | 283.757 | 0 | 562337.4017 | 360219.9501 | 259057.803 | 0 | 101162.1471 | 20.4312 | 20.5312 | 20.4312 | 20.5312 | 0.125 | 450 | 0.11764 | 400.2444 | 0.0058767
2017-03-01 01:45 | 5814 | 121.75 | 20.4379 | 7.2 | 300.3764 | 0 | 562337.4017 | 368192.4699 | 266043.9507 | 0 | 102148.5192 | 20.4337 | 20.5337 | 20.4337 | 20.5337 | 0.25 | 900 | 0.11699 | 409.1027 | 0.011965
2017-03-01 02:00 | 5815 | 122 | 20.4385 | 7.2 | 368.8258 | 0 | 562337.4017 | 385259.7881 | 280999.6747 | 0 | 104260.1133 | 20.4383 | 20.5383 | 20.4383 | 20.5383 | 0.25 | 900 | 0.11634 | 428.0664 | 0.01245
2017-03-01 02:15 | 5816 | 122.25 | 20.4494 | 7.175 | 439.307 | 0 | 562337.4017 | 402276.2903 | 295910.8699 | 0 | 106365.4204 | 20.4428 | 20.5428 | 20.4428 | 20.5428 | 0.25 | 900 | 0.11437 | 446.9737 | 0.01278
2017-03-01 02:30 | 5817 | 122.5 | 20.4542 | 7.15 | 473.2748 | 0 | 545753.3182 | 423737.6313 | 314710.8444 | 0 | 109026.7869 | 20.4469 | 20.5469 | 20.4469 | 20.5469 | 0.25 | 900 | 0.11239 | 470.8196 | 0.013229
2017-03-01 02:45 | 5818 | 122.75 | 20.4588 | 7.125 | 523.7673 | 0 | 545753.3182 | 433917.793 | 323624.5515 | 0 | 110293.2416 | 20.4507 | 20.5507 | 20.4507 | 20.5507 | 0.25 | 900 | 0.11042 | 482.1309 | 0.01331
2017-03-01 03:00 | 5819 | 123 | 20.4628 | 7.1 | 562.4037 | 0 | 545753.3182 | 449149.5493 | 336963.4449 | 0 | 112186.1044 | 20.4541 | 20.5541 | 20.4541 | 20.5541 | 0.25 | 900 | 0.10845 | 499.0551 | 0.013531
2017-03-01 03:15 | 5820 | 123.25 | 20.4687 | 7.075 | 599.7195 | 0 | 545753.3182 | 460818.3779 | 347179.5747 | 0 | 113638.8033 | 20.4572 | 20.5572 | 20.4572 | 20.5572 | 0.25 | 900 | 0.10811 | 512.0204 | 0.013838
2017-03-01 03:30 | 5821 | 123.5 | 20.4719 | 7.05 | 624.6661 | 0 | 533363.667 | 472133.3705 | 357084.7851 | 0 | 115048.5854 | 20.46 | 20.56 | 20.46 | 20.56 | 0.25 | 900 | 0.10776 | 524.5926 | 0.014133
2017-03-01 03:45 | 5822 | 123.75 | 20.4749 | 7.025 | 652.0896 | 0 | 533363.667 | 479673.9108 | 363682.5253 | 0 | 115991.3855 | 20.4624 | 20.5624 | 20.4624 | 20.5624 | 0.25 | 900 | 0.10742 | 532.971 | 0.014313
2017-03-01 04:00 | 5823 | 124 | 20.4773 | 7 | 674.1562 | 0 | 533363.667 | 487996.3971 | 370964.6482 | 0 | 117031.7489 | 20.4646 | 20.5646 | 20.4646 | 20.5646 | 0.25 | 900 | 0.10708 | 542.2182 | 0.014515
2017-03-01 04:15 | 5824 | 124.25 | 20.4792 | 7 | 683.5227 | 0 | 533363.667 | 494720.3564 | 376845.8629 | 0 | 117874.4935 | 20.4665 | 20.5665 | 20.4665 | 20.5665 | 0.25 | 900 | 0.10788 | 549.6893 | 0.014825
2017-03-01 04:30 | 5825 | 124.5 | 20.4816 | 7 | 699.1724 | 0 | 566989.6412 | 497507.9593 | 379287.6893 | 0 | 118220.27 | 20.4683 | 20.5683 | 20.4683 | 20.5683 | 0.25 | 900 | 0.10867 | 552.7866 | 0.015019
2017-03-01 04:45 | 5826 | 124.75 | 20.4838 | 7 | 712.1904 | 0 | 566989.6412 | 502185.1545 | 383384.7215 | 0 | 118800.433 | 20.47 | 20.57 | 20.47 | 20.57 | 0.25 | 900 | 0.10947 | 557.9835 | 0.015271
2017-03-01 05:00 | 5827 | 125 | 20.4859 | 7 | 724.007 | 0 | 566989.6412 | 506070.7149 | 386788.3138 | 0 | 119282.4011 | 20.4717 | 20.5717 | 20.4717 | 20.5717 | 0.25 | 900 | 0.11027 | 562.3008 | 0.015501
2017-03-01 05:15 | 5828 | 125.25 | 20.4881 | 6.975 | 700.2738 | 0 | 566989.6412 | 509602.2389 | 389881.7847 | 0 | 119720.4541 | 20.4733 | 20.5733 | 20.4733 | 20.5733 | 0.25 | 900 | 0.11171 | 566.2247 | 0.015813
2017-03-01 05:30 | 5829 | 125.5 | 20.4871 | 6.95 | 696.2918 | 0 | 696064.4026 | 502765.5033 | 383883.7953 | 0 | 118881.708 | 20.4747 | 20.5747 | 20.4747 | 20.5747 | 0.25 | 900 | 0.11314 | 558.6283 | 0.015802
2017-03-01 05:45 | 5830 | 125.75 | 20.4877 | 6.925 | 705.5603 | 0 | 696064.4026 | 501715.0268 | 382954.4172 | 0 | 118760.6096 | 20.4758 | 20.5758 | 20.4758 | 20.5758 | 0.25 | 900 | 0.11458 | 557.4611 | 0.015969
2017-03-01 06:00 | 5831 | 126 | 20.4889 | 6.9 | 710.7531 | 0 | 696064.4026 | 504698.9153 | 385558.5797 | 0 | 119140.3355 | 20.4766 | 20.5766 | 20.4766 | 20.5766 | 0.25 | 900 | 0.11602 | 560.7766 | 0.016265
2017-03-01 06:15 | 5832 | 126.25 | 20.492 | 6.9 | 691.5549 | 0 | 696064.4026 | 506454.9004 | 387087.1076 | 0 | 119367.7927 | 20.4773 | 20.5773 | 20.4773 | 20.5773 | 0.25 | 900 | 0.12021 | 562.7277 | 0.016911
2017-03-01 06:30 | 5833 | 126.5 | 20.4934 | 6.9 | 733.274 | 0 | 832563.7912 | 500815.0343 | 382147.7152 | 0 | 118667.3191 | 20.4779 | 20.5779 | 20.4779 | 20.5779 | 0.25 | 900 | 0.12439 | 556.4611 | 0.017305
2017-03-01 06:45 | 5834 | 126.75 | 20.4941 | 6.9 | 739.4643 | 0 | 832563.7912 | 513194.8253 | 392989.9312 | 0 | 120204.8941 | 20.4785 | 20.5785 | 20.4785 | 20.5785 | 0.25 | 900 | 0.12857 | 570.2165 | 0.018329
2017-03-01 07:00 | 5835 | 127 | 20.4948 | 6.9 | 742.9186 | 0 | 832563.7912 | 515014.0723 | 394583.227 | 0 | 120430.8453 | 20.4791 | 20.5791 | 20.4791 | 20.5791 | 0.25 | 900 | 0.13276 | 572.2379 | 0.018993
2017-03-01 07:15 | 5836 | 127.25 | 20.491 | 6.9 | 771.9689 | 0 | 832563.7912 | 516043.8367 | 395485.0942 | 0 | 120558.7424 | 20.4796 | 20.5796 | 20.4796 | 20.5796 | 0.25 | 900 | 0.13327 | 573.382 | 0.019103
2017-03-01 07:30 | 5837 | 127.5 | 20.4932 | 6.9 | 788.5469 | 0 | 917156.0991 | 524548.3278 | 402933.3242 | 0 | 121615.0036 | 20.4802 | 20.5802 | 20.4802 | 20.5802 | 0.25 | 900 | 0.13378 | 582.8315 | 0.019492
2017-03-01 07:45 | 5838 | 127.75 | 20.4941 | 6.9 | 693.3426 | 0 | 917156.0991 | 529607.6278 | 407364.2571 | 0 | 122243.3707 | 20.4807 | 20.5807 | 20.4807 | 20.5807 | 0.25 | 900 | 0.13428 | 588.4529 | 0.019755
2017-03-01 08:00 | 5839 | 128 | 20.495 | 6.9 | 616.953 | 0 | 917156.0991 | 501343.9605 | 382610.9485 | 0 | 118733.012 | 20.4812 | 20.5812 | 20.4812 | 20.5812 | 0.25 | 900 | 0.13479 | 557.0488 | 0.018771
2017-03-01 08:15 | 5840 | 128.25 | 20.4904 | 6.925 | 689.7461 | 0 | 917156.0991 | 478575.2859 | 362670.1524 | 0 | 115905.1335 | 20.4816 | 20.5816 | 20.4816 | 20.5816 | 0.25 | 900 | 0.1339 | 531.7503 | 0.0178
2017-03-01 08:30 | 5841 | 128.5 | 20.4902 | 6.95 | 646.3071 | 0 | 802160.3193 | 500014.5187 | 381455.8003 | 0 | 118558.7185 | 20.4823 | 20.5823 | 20.4823 | 20.5823 | 0.25 | 900 | 0.13301 | 555.5717 | 0.018473
2017-03-01 08:45 | 5842 | 128.75 | 20.4899 | 6.975 | 590.4768 | 0 | 802160.3193 | 487010.3969 | 370074.9349 | 0 | 116935.462 | 20.4831 | 20.5831 | 20.4831 | 20.5831 | 0.25 | 900 | 0.13211 | 541.1227 | 0.017872
2017-03-01 09:00 | 5843 | 129 | 20.49 | 7 | 542.6018 | 0 | 802160.3193 | 470208.0708 | 355366.1121 | 0 | 114841.9588 | 20.484 | 20.584 | 20.484 | 20.584 | 0.25 | 900 | 0.13122 | 522.4534 | 0.017139
2017-03-01 09:15 | 5844 | 129.25 | 20.5015 | 7.2 | 545.7943 | 0 | 802160.3193 | 455752.4354 | 342711.5541 | 0 | 113040.8813 | 20.4851 | 20.5851 | 20.4851 | 20.5851 | 0.25 | 900 | 0.12744 | 506.3916 | 0.016134
2017-03-01 09:30 | 5845 | 129.5 | 20.5022 | 7.4 | 441.124 | 0 | 755520.0357 | 455757.375 | 342775.1948 | 0 | 112982.1802 | 20.4877 | 20.5877 | 20.4877 | 20.5877 | 0.25 | 900 | 0.12366 | 506.3971 | 0.015655
2017-03-01 09:45 | 5846 | 129.75 | 20.5051 | 7.6 | 371.1259 | 0 | 755520.0357 | 423048.3962 | 314161.9064 | 0 | 108886.4898 | 20.4917 | 20.5917 | 20.4917 | 20.5917 | 0.25 | 900 | 0.11988 | 470.0538 | 0.014088
2017-03-01 10:00 | 5847 | 130 | 20.5103 | 7.8 | 310.7841 | 0 | 755520.0357 | 401010.0488 | 294884.991 | 0 | 106125.0578 | 20.4972 | 20.5972 | 20.4972 | 20.5972 | 0.25 | 900 | 0.1161 | 445.5667 | 0.012933
2017-03-01 10:15 | 5848 | 130.25 | 20.504 | 7.75 | 253.1298 | 0 | 755520.0357 | 381969.7591 | 278224.0004 | 0 | 103745.7587 | 20.504 | 20.604 | 20.504 | 20.604 | 0.25 | 900 | 0.11291 | 424.4108 | 0.01198
2017-03-01 10:30 | 5849 | 130.5 | 20.51 | 7.7 | 242.921 | 0 | 771370.9002 | 364685.7521 | 263054.2704 | 0 | 101631.4817 | 20.5101 | 20.6101 | 20.5101 | 20.6101 | 0.25 | 900 | 0.10971 | 405.2064 | 0.011114
2017-03-01 10:45 | 5850 | 130.75 | 20.5116 | 7.65 | 209.8566 | 0 | 771370.9002 | 362005.3893 | 260695.8233 | 0 | 101309.566 | 20.5156 | 20.6156 | 20.5156 | 20.6156 | 0.25 | 900 | 0.10651 | 402.2282 | 0.010711
2017-03-01 11:00 | 5851.5 | 131.0625 | 20.5222 | 7.8125 | 215.1003 | 0 | 771370.9002 | 352947.8183 | 252741.6687 | 0 | 100206.1496 | 20.5226 | 20.6226 | 20.5226 | 20.6226 | 0.125 | 450 | 0.10332 | 392.1642 | 0.0050641
2017-03-01 11:15 | 5853.5 | 131.3125 | 20.5308 | 8.2375 | 187.9582 | 0 | 778056.2848 | 350460.194 | 250583.1629 | 0 | 99877.0311 | 20.5285 | 20.6285 | 20.5285 | 20.6285 | 0.125 | 450 | 0.10165 | 389.4002 | 0.004951
2017-03-01 11:30 | 5855.5 | 131.5625 | 20.54 | 8.6625 | 184.3916 | 0 | 784741.6695 | 343630.3958 | 244641.4927 | 0 | 98988.9031 | 20.5376 | 20.6376 | 20.5376 | 20.6376 | 0.125 | 450 | 0.099985 | 381.8116 | 0.0047753
2017-03-01 11:45 | 5857.5 | 131.8125 | 20.5524 | 9.0875 | 193.5633 | 0 | 784741.6695 | 339725.3779 | 241261.5131 | 0 | 98463.8648 | 20.5501 | 20.6501 | 20.5501 | 20.6501 | 0.125 | 450 | 0.098318 | 377.4726 | 0.0046393
2017-03-01 12:00 | 5859 | 132 | 20.5593 | 9.3 | 166.1123 | 0 | 784741.6695 | 339442.5955 | 241036.6553 | 0 | 98405.9402 | 20.5571 | 20.6571 | 20.5571 | 20.6571 | 0.25 | 900 | 0.09665 | 377.1584 | 0.0091131
2017-03-01 12:15 | 5860 | 132.25 | 20.5615 | 9.325 | 244.4932 | 0 | 784741.6695 | 341498.4424 | 242891.9029 | 0 | 98606.5395 | 20.5744 | 20.6744 | 20.5744 | 20.6744 | 0.25 | 900 | 0.0945 | 379.4427 | 0.0089643
2017-03-01 12:30 | 5861 | 132.5 | 20.5808 | 9.35 | 336.1707 | 0 | 774510.3167 | 355508.9047 | 255219.2611 | 0 | 100289.6436 | 20.5912 | 20.6912 | 20.5912 | 20.6912 | 0.25 | 900 | 0.09235 | 395.0099 | 0.0091198
2017-03-01 12:45 | 5862 | 132.75 | 20.5998 | 9.375 | 395.2094 | 0 | 774510.3167 | 382305.8155 | 278796.0372 | 0 | 103509.7784 | 20.6076 | 20.7076 | 20.6076 | 20.7076 | 0.25 | 900 | 0.0902 | 424.7842 | 0.0095789
2017-03-01 13:00 | 5863 | 133 | 20.6187 | 9.4 | 473.1814 | 0 | 774510.3167 | 399331.3697 | 293778.6326 | 0 | 105552.7372 | 20.6234 | 20.7234 | 20.6234 | 20.7234 | 0.25 | 900 | 0.08805 | 443.7015 | 0.009767
2017-03-01 13:15 | 5864 | 133.25 | 20.6253 | 9.3 | 544.3747 | 0 | 774510.3167 | 421750.094 | 313507.4036 | 0 | 108242.6904 | 20.6388 | 20.7388 | 20.6388 | 20.7388 | 0.25 | 900 | 0.086913 | 468.6112 | 0.010182
2017-03-01 13:30 | 5865 | 133.5 | 20.6407 | 9.2 | 667.0799 | 0 | 761050.4743 | 442565.0035 | 331792.6975 | 0 | 110772.306 | 20.6527 | 20.7527 | 20.6527 | 20.7527 | 0.25 | 900 | 0.085775 | 491.7389 | 0.010545
2017-03-01 13:45 | 5866 | 133.75 | 20.6537 | 9.1 | 738.7113 | 0 | 761050.4743 | 478528.8553 | 363394.3705 | 0 | 115134.4848 | 20.665 | 20.765 | 20.665 | 20.765 | 0.25 | 900 | 0.084638 | 531.6987 | 0.01125
2017-03-01 14:00 | 5867 | 134 | 20.6658 | 9 | 834.3074 | 0 | 761050.4743 | 499685.2916 | 381964.3105 | 0 | 117720.9811 | 20.6759 | 20.7759 | 20.6759 | 20.7759 | 0.25 | 900 | 0.0835 | 555.2059 | 0.01159
2017-03-01 14:15 | 5868 | 134.25 | 20.6831 | 8.975 | 921.0505 | 0 | 761050.4743 | 527692.5754 | 406550.4243 | 0 | 121142.1511 | 20.6854 | 20.7854 | 20.6854 | 20.7854 | 0.25 | 900 | 0.084893 | 586.3251 | 0.012444
2017-03-01 14:30 | 5869 | 134.5 | 20.6933 | 8.95 | 991.6466 | 0 | 765614.8792 | 552794.8618 | 428607.8621 | 0 | 124186.9998 | 20.6943 | 20.7943 | 20.6943 | 20.7943 | 0.25 | 900 | 0.086285 | 614.2165 | 0.013249
2017-03-01 14:45 | 5870 | 134.75 | 20.7026 | 8.925 | 1075.6601 | 0 | 765614.8792 | 572933.8487 | 446300.2124 | 0 | 126633.6363 | 20.7026 | 20.8026 | 20.7026 | 20.8026 | 0.25 | 900 | 0.087677 | 636.5932 | 0.013954
2017-03-01 15:00 | 5871 | 135 | 20.711 | 8.9 | 1151.978 | 0 | 765614.8792 | 596918.7363 | 467371.6248 | 0 | 129547.1115 | 20.7104 | 20.8104 | 20.7104 | 20.8104 | 0.25 | 900 | 0.08907 | 663.243 | 0.014769
2017-03-01 15:15 | 5872 | 135.25 | 20.741 | 9 | 1197.5636 | 0 | 765614.8792 | 618678.3454 | 486485.128 | 0 | 132193.2173 | 20.7176 | 20.8176 | 20.7176 | 20.8176 | 0.25 | 900 | 0.093408 | 687.4204 | 0.016053
2017-03-01 15:30 | 5873 | 135.5 | 20.7495 | 9.1 | 1175.1026 | 0 | 833027.0814 | 631194.9089 | 497544.4995 | 0 | 133650.4095 | 20.7253 | 20.8253 | 20.7253 | 20.8253 | 0.25 | 900 | 0.097745 | 701.3277 | 0.017138
2017-03-01 15:45 | 5874 | 135.75 | 20.7585 | 9.2 | 1212.5645 | 0 | 833027.0814 | 623481.8714 | 490819.7392 | 0 | 132662.1322 | 20.7337 | 20.8337 | 20.7337 | 20.8337 | 0.25 | 900 | 0.10208 | 692.7576 | 0.01768
2017-03-01 16:00 | 5875 | 136 | 20.7678 | 9.3 | 1225.2177 | 0 | 833027.0814 | 632989.7267 | 499237.7013 | 0 | 133752.0254 | 20.7425 | 20.8425 | 20.7425 | 20.8425 | 0.25 | 900 | 0.10642 | 703.3219 | 0.018712
2017-03-01 16:15 | 5876 | 136.25 | 20.7866 | 9.275 | 1176.5125 | 0 | 833027.0814 | 635556.6042 | 501553.1651 | 0 | 134003.4392 | 20.7519 | 20.8519 | 20.7519 | 20.8519 | 0.25 | 900 | 0.11196 | 706.174 | 0.019767
2017-03-01 16:30 | 5877 | 136.5 | 20.7962 | 9.25 | 1136.1841 | 0 | 1054199.8844 | 622376.7366 | 489945.841 | 0 | 132430.8956 | 20.7607 | 20.8607 | 20.7607 | 20.8607 | 0.25 | 900 | 0.11751 | 691.5297 | 0.020315
2017-03-01 16:45 | 5878 | 136.75 | 20.8039 | 9.225 | 1048.9095 | 0 | 1054199.8844 | 611145.241 | 480053.2433 | 0 | 131091.9977 | 20.7688 | 20.8688 | 20.7688 | 20.8688 | 0.25 | 900 | 0.12305 | 679.0503 | 0.02089
2017-03-01 17:00 | 5879 | 137 | 20.8116 | 9.2 | 1007.2948 | 0 | 1054199.8844 | 586922.3967 | 458735.5478 | 0 | 128186.8489 | 20.7764 | 20.8764 | 20.7764 | 20.8764 | 0.25 | 900 | 0.1286 | 652.136 | 0.020966
2017-03-01 17:15 | 5880 | 137.25 | 20.7834 | 9.025 | 875.6315 | 0 | 1054199.8844 | 575426.8607 | 448613.0261 | 0 | 126813.8346 | 20.7835 | 20.8835 | 20.7835 | 20.8835 | 0.25 | 900 | 0.13063 | 639.3632 | 0.02088
2017-03-01 17:30 | 5881 | 137.5 | 20.7875 | 8.85 | 963.7622 | 0 | 1330183.6065 | 538726.1883 | 416261.301 | 0 | 122464.8874 | 20.7886 | 20.8886 | 20.7886 | 20.8886 | 0.25 | 900 | 0.13265 | 598.5847 | 0.019851
2017-03-01 17:45 | 5882 | 137.75 | 20.7909 | 8.675 | 969.2347 | 0 | 1330183.6065 | 565734.94 | 439924.83 | 0 | 125810.1099 | 20.7921 | 20.8921 | 20.7921 | 20.8921 | 0.25 | 900 | 0.13468 | 628.5944 | 0.021165
2017-03-01 18:00 | 5883 | 138 | 20.7929 | 8.5 | 1014.5022 | 0 | 1330183.6065 | 568776.0614 | 442514.4767 | 0 | 126261.5847 | 20.7939 | 20.8939 | 20.7939 | 20.8939 | 0.25 | 900 | 0.13671 | 631.9734 | 0.021599
2017-03-01 18:15 | 5884 | 138.25 | 20.7727 | 8.4 | 945.3154 | 0 | 1330183.6065 | 583153.0255 | 455059.23 | 0 | 128093.7956 | 20.7941 | 20.8941 | 20.7941 | 20.8941 | 0.25 | 900 | 0.13709 | 647.9478 | 0.022208
2017-03-01 18:30 | 5885 | 138.5 | 20.7712 | 8.3 | 1058.633 | 0 | 1419081.7863 | 563900.8323 | 438102.1274 | 0 | 125798.7049 | 20.7935 | 20.8935 | 20.7935 | 20.8935 | 0.25 | 900 | 0.13748 | 626.5565 | 0.021535
2017-03-01 18:45 | 5886 | 138.75 | 20.772 | 8.2 | 1167.3382 | 0 | 1419081.7863 | 597615.3005 | 467657.7341 | 0 | 129957.5665 | 20.792 | 20.892 | 20.792 | 20.892 | 0.25 | 900 | 0.13786 | 664.017 | 0.022886
2017-03-01 19:00 | 5887 | 139 | 20.7724 | 8.1 | 1260.5442 | 0 | 1419081.7863 | 629621.1448 | 495702.6055 | 0 | 133918.5394 | 20.7898 | 20.8898 | 20.7898 | 20.8898 | 0.25 | 900 | 0.13825 | 699.579 | 0.024179
2017-03-01 19:15 | 5888 | 139.25 | 20.7823 | 7.975 | 1290.6541 | 0 | 1419081.7863 | 657141.6393 | 519800.3807 | 0 | 137341.2586 | 20.7869 | 20.8869 | 20.7869 | 20.8869 | 0.25 | 900 | 0.13658 | 730.1574 | 0.024931
2017-03-01 19:30 | 5889 | 139.5 | 20.7792 | 7.85 | 1321.7184 | 0 | 1392175.501 | 667344.6038 | 528676.385 | 0 | 138668.2188 | 20.7831 | 20.8831 | 20.7831 | 20.8831 | 0.25 | 900 | 0.1349 | 741.494 | 0.025008
2017-03-01 19:45 | 5890 | 139.75 | 20.7747 | 7.725 | 1385.4984 | 0 | 1392175.501 | 677203.7882 | 537246.6934 | 0 | 139957.0948 | 20.7785 | 20.8785 | 20.7785 | 20.8785 | 0.25 | 900 | 0.13323 | 752.4487 | 0.025063
2017-03-01 20:00 | 5891 | 140 | 20.7691 | 7.6 | 1439.0956 | 0 | 1392175.501 | 696640.2964 | 554213.4862 | 0 | 142426.8101 | 20.7731 | 20.8731 | 20.7731 | 20.8731 | 0.25 | 900 | 0.13156 | 774.0448 | 0.025458
2017-03-01 20:15 | 5892 | 140.25 | 20.76 | 7.6 | 1495.5347 | 0 | 1392175.501 | 713209.8385 | 568658.4179 | 0 | 144551.4205 | 20.7669 | 20.8669 | 20.7669 | 20.8669 | 0.25 | 900 | 0.12961 | 792.4554 | 0.025678
2017-03-01 20:30 | 5893 | 140.5 | 20.7541 | 7.6 | 1568.5247 | 0 | 1377595.0107 | 729261.6348 | 582734.5174 | 0 | 146527.1174 | 20.761 | 20.861 | 20.761 | 20.861 | 0.25 | 900 | 0.12766 | 810.2907 | 0.02586
2017-03-01 20:45 | 5894 | 140.75 | 20.7486 | 7.6 | 1635.947 | 0 | 1377595.0107 | 749979.584 | 600902.4475 | 0 | 149077.1365 | 20.7553 | 20.8553 | 20.7553 | 20.8553 | 0.25 | 900 | 0.12571 | 833.3106 | 0.026189
2017-03-01 21:00 | 5895 | 141 | 20.7432 | 7.6 | 1708.1841 | 0 | 1377595.0107 | 768963.4222 | 617549.7054 | 0 | 151413.7167 | 20.7499 | 20.8499 | 20.7499 | 20.8499 | 0.25 | 900 | 0.12376 | 854.4038 | 0.026435
2017-03-01 21:15 | 5896 | 141.25 | 20.7651 | 7.625 | 1754.7005 | 0 | 1377595.0107 | 789200.5761 | 635296.0178 | 0 | 153904.5583 | 20.7447 | 20.8447 | 20.7447 | 20.8447 | 0.25 | 900 | 0.12309 | 876.8895 | 0.026985
2017-03-01 21:30 | 5897 | 141.5 | 20.7618 | 7.65 | 1711.9854 | 0 | 1264143.4163 | 802853.7075 | 647289.9658 | 0 | 155563.7418 | 20.7398 | 20.8398 | 20.7398 | 20.8398 | 0.25 | 900 | 0.12243 | 892.0597 | 0.027304
2017-03-01 21:45 | 5898 | 141.75 | 20.7575 | 7.675 | 1732.8641 | 0 | 1264143.4163 | 789814.7255 | 635876.0936 | 0 | 153938.6319 | 20.7354 | 20.8354 | 20.7354 | 20.8354 | 0.25 | 900 | 0.12176 | 877.5719 | 0.026714
2017-03-01 22:00 | 5899 | 142 | 20.7537 | 7.7 | 1766.8098 | 0 | 1264143.4163 | 795266.8485 | 640678.5668 | 0 | 154588.2817 | 20.7314 | 20.8314 | 20.7314 | 20.8314 | 0.25 | 900 | 0.1211 | 883.6298 | 0.026752
2017-03-01 22:15 | 5900 | 142.25 | 20.7564 | 7.875 | 1779.7429 | 0 | 1264143.4163 | 804389.3212 | 648700.6551 | 0 | 155688.6662 | 20.7277 | 20.8277 | 20.7277 | 20.8277 | 0.25 | 900 | 0.1208 | 893.7659 | 0.026993
2017-03-01 22:30 | 5901 | 142.5 | 20.7542 | 8.05 | 1762.8828 | 0 | 1009469.0009 | 806199.0659 | 650437.817 | 0 | 155761.249 | 20.7256 | 20.8256 | 20.7256 | 20.8256 | 0.25 | 900 | 0.12051 | 895.7767 | 0.026988
2017-03-01 22:45 | 5902 | 142.75 | 20.7533 | 8.225 | 1756.6011 | 0 | 1009469.0009 | 799173.8636 | 644422.0849 | 0 | 154751.7787 | 20.725 | 20.825 | 20.725 | 20.825 | 0.25 | 900 | 0.12022 | 887.971 | 0.026687
2017-03-01 23:00 | 5903 | 143 | 20.7538 | 8.4 | 1741.4888 | 0 | 1009469.0009 | 795283.7784 | 641154.7358 | 0 | 154129.0427 | 20.7258 | 20.8258 | 20.7258 | 20.8258 | 0.25 | 900 | 0.11992 | 883.6486 | 0.026492
2017-03-01 23:15 | 5904 | 143.25 | 20.7433 | 8.55 | 1788.0433 | 0 | 1009469.0009 | 789006.9593 | 635789.1152 | 0 | 153217.8441 | 20.728 | 20.828 | 20.728 | 20.828 | 0.25 | 900 | 0.12094 | 876.6744 | 0.026506
2017-03-01 23:30 | 5905 | 143.5 | 20.7462 | 8.7 | 1886.1578 | 0 | 787730.259 | 799533.9659 | 645160.5074 | 0 | 154373.4585 | 20.7314 | 20.8314 | 20.7314 | 20.8314 | 0.25 | 900 | 0.12196 | 888.3711 | 0.027086
2017-03-01 23:45 | 5906 | 143.75 | 20.7508 | 8.85 | 1915.8302 | 0 | 787730.259 | 824855.6832 | 667536.5477 | 0 | 157319.1355 | 20.736 | 20.836 | 20.736 | 20.836 | 0.25 | 900 | 0.12298 | 916.5063 | 0.028178
2017-03-02 | 5907 | 144 | 20.7563 | 9 | 1951.8828 | 0 | 787730.259 | 831092.3576 | 673150.5074 | 0 | 157941.8503 | 20.7417 | 20.8417 | 20.7417 | 20.8417 | 0.25 | 900 | 0.12298 | 923.436 | 0.028391

## Details_2025-04-24
datetime | Unnamed: 0 | sim_time | Zone Air Temperature,LIVING_UNIT1 | Site Outdoor Air Drybulb Temperature,ENVIRONMENT | Zone Air System Sensible Heating Rate,LIVING_UNIT1 | Zone Air System Sensible Cooling Rate,LIVING_UNIT1 | Electricity:Building | Electricity:HVAC | Heating:Electricity | Cooling:Electricity | Fans:Electricity | Zone Thermostat Heating Setpoint Temperature,LIVING_UNIT1 | Zone Thermostat Cooling Setpoint Temperature,LIVING_UNIT1 | Zone Temperature Control,Heating Setpoint,LIVING_UNIT1 | Zone Temperature Control,Cooling Setpoint,LIVING_UNIT1 | dt_hours | dt_seconds | current_price | P_total_W | step_cost_real
2017-04-24 | 8736 | 120 | 22.3069 | 10.2 | 0 | 51.4859 | 787730.259 | 99710.3571 | 0 | 0 | 0 | 22.2511 | 22.3511 | 22.2511 | 22.3511 | 0.25 | 900 | 0.09123 | 0 | 0
2017-04-24 00:15 | 8737 | 120.25 | 22.1777 | 10.075 | 0 | 50.9676 | 787730.259 | 99710.3571 | 0 | 0 | 99710.3571 | 22.2032 | 22.3032 | 22.2032 | 22.3032 | 0.25 | 900 | 0.09002 | 110.7893 | 0.0024933
2017-04-24 00:30 | 8738 | 120.5 | 22.1604 | 9.95 | 152.7324 | 0 | 613262.9701 | 99710.3571 | 0 | 0 | 99710.3571 | 22.1563 | 22.2563 | 22.1563 | 22.2563 | 0.25 | 900 | 0.08881 | 110.7893 | 0.0024598
2017-04-24 00:45 | 8739 | 120.75 | 22.1101 | 9.825 | 71.2479 | 0 | 613262.9701 | 330495.217 | 233275.3014 | 0 | 97219.9156 | 22.1105 | 22.2105 | 22.1105 | 22.2105 | 0.25 | 900 | 0.0876 | 367.2169 | 0.0080421
2017-04-24 01:00 | 8740 | 121 | 22.0668 | 9.7 | 159.5898 | 0 | 613262.9701 | 306789.2793 | 212391.3503 | 0 | 94397.9289 | 22.0656 | 22.1656 | 22.0656 | 22.1656 | 0.25 | 900 | 0.08639 | 340.877 | 0.0073621
2017-04-24 01:15 | 8741 | 121.25 | 22.031 | 9.675 | 176.0035 | 0 | 613262.9701 | 332897.2669 | 235365.8882 | 0 | 97531.3787 | 22.0216 | 22.1216 | 22.0216 | 22.1216 | 0.25 | 900 | 0.085822 | 369.8859 | 0.0079361
2017-04-24 01:30 | 8742 | 121.5 | 21.9863 | 9.65 | 184.5349 | 0 | 562337.4017 | 337760.5409 | 239644.1544 | 0 | 98116.3865 | 21.9792 | 22.0792 | 21.9792 | 22.0792 | 0.25 | 900 | 0.085255 | 375.2895 | 0.0079988
2017-04-24 01:45 | 8743 | 121.75 | 21.9487 | 9.625 | 224.7966 | 0 | 562337.4017 | 340123.6393 | 241721.4312 | 0 | 98402.2082 | 21.9386 | 22.0386 | 21.9386 | 22.0386 | 0.25 | 900 | 0.084687 | 377.9152 | 0.0080012
2017-04-24 02:00 | 8744 | 122 | 21.9121 | 9.6 | 238.6716 | 0 | 562337.4017 | 351893.2941 | 252077.6125 | 0 | 99815.6816 | 21.8994 | 21.9994 | 21.8994 | 21.9994 | 0.25 | 900 | 0.08412 | 390.9925 | 0.0082226
2017-04-24 02:15 | 8745 | 122.25 | 21.8659 | 9.525 | 259.8807 | 0 | 562337.4017 | 355935.0724 | 255631.5506 | 0 | 100303.5218 | 21.8617 | 21.9617 | 21.8617 | 21.9617 | 0.25 | 900 | 0.084127 | 395.4834 | 0.0083178
2017-04-24 02:30 | 8746 | 122.5 | 21.8302 | 9.45 | 311.0638 | 0 | 545753.3182 | 362168.9656 | 261107.0769 | 0 | 101061.8887 | 21.8251 | 21.9251 | 21.8251 | 21.9251 | 0.25 | 900 | 0.084135 | 402.41 | 0.0084642
2017-04-24 02:45 | 8747 | 122.75 | 21.795 | 9.375 | 333.0923 | 0 | 545753.3182 | 377372.5985 | 274473.2649 | 0 | 102899.3336 | 21.7894 | 21.8894 | 21.7894 | 21.8894 | 0.25 | 900 | 0.084143 | 419.3029 | 0.0088203
2017-04-24 03:00 | 8748 | 123 | 21.7608 | 9.3 | 365.651 | 0 | 545753.3182 | 384011.2975 | 280300.8749 | 0 | 103710.4227 | 21.7546 | 21.8546 | 21.7546 | 21.8546 | 0.25 | 900 | 0.08415 | 426.6792 | 0.0089763
2017-04-24 03:15 | 8749 | 123.25 | 21.7298 | 9.25 | 393.8621 | 0 | 545753.3182 | 393725.3641 | 288832.0713 | 0 | 104893.2928 | 21.7207 | 21.8207 | 21.7207 | 21.8207 | 0.25 | 900 | 0.083113 | 437.4726 | 0.0090899
2017-04-24 03:30 | 8750 | 123.5 | 21.6973 | 9.2 | 411.6591 | 0 | 533363.667 | 402104.8518 | 296192.4145 | 0 | 105912.4373 | 21.6878 | 21.7878 | 21.6878 | 21.7878 | 0.25 | 900 | 0.082075 | 446.7832 | 0.0091674
2017-04-24 03:45 | 8751 | 123.75 | 21.6659 | 9.15 | 433.8047 | 0 | 533363.667 | 407403.3237 | 300841.7704 | 0 | 106561.5533 | 21.6559 | 21.7559 | 21.6559 | 21.7559 | 0.25 | 900 | 0.081037 | 452.6704 | 0.0091708
2017-04-24 04:00 | 8752 | 124 | 21.6359 | 9.1 | 451.3268 | 0 | 533363.667 | 414002.4414 | 306634.0535 | 0 | 107368.3879 | 21.625 | 21.725 | 21.625 | 21.725 | 0.25 | 900 | 0.08 | 460.0027 | 0.0092001
2017-04-24 04:15 | 8753 | 124.25 | 21.6029 | 9.075 | 454.5311 | 0 | 533363.667 | 419274.6294 | 311258.5033 | 0 | 108016.1261 | 21.595 | 21.695 | 21.595 | 21.695 | 0.25 | 900 | 0.081467 | 465.8607 | 0.0094881
2017-04-24 04:30 | 8754 | 124.5 | 21.5747 | 9.05 | 477.3959 | 0 | 566989.6412 | 420214.2274 | 312078.7359 | 0 | 108135.4915 | 21.566 | 21.666 | 21.566 | 21.666 | 0.25 | 900 | 0.082935 | 466.9047 | 0.0096807
2017-04-24 04:45 | 8755 | 124.75 | 21.547 | 9.025 | 488.9439 | 0 | 566989.6412 | 426959.878 | 318003.745 | 0 | 108956.133 | 21.5381 | 21.6381 | 21.5381 | 21.6381 | 0.25 | 900 | 0.084403 | 474.3999 | 0.01001
2017-04-24 05:00 | 8756 | 125 | 21.5204 | 9 | 505.0364 | 0 | 566989.6412 | 430361.0755 | 320987.8083 | 0 | 109373.2672 | 21.5112 | 21.6112 | 21.5112 | 21.6112 | 0.25 | 900 | 0.08587 | 478.179 | 0.010265
2017-04-24 05:15 | 8757 | 125.25 | 21.5031 | 8.975 | 483.0276 | 0 | 566989.6412 | 435086.4618 | 325135.7607 | 0 | 109950.7011 | 21.4852 | 21.5852 | 21.4852 | 21.5852 | 0.25 | 900 | 0.090295 | 483.4294 | 0.010913
2017-04-24 05:30 | 8758 | 125.5 | 21.4728 | 8.95 | 453.5007 | 0 | 696064.4026 | 428922.5174 | 319710.4142 | 0 | 109212.1032 | 21.4602 | 21.5602 | 21.4602 | 21.5602 | 0.25 | 900 | 0.09472 | 476.5806 | 0.011285
2017-04-24 05:45 | 8759 | 125.75 | 21.4474 | 8.925 | 365.0471 | 0 | 696064.4026 | 420200.5422 | 312036.8671 | 0 | 108163.6752 | 21.4359 | 21.5359 | 21.4359 | 21.5359 | 0.25 | 900 | 0.099145 | 466.8895 | 0.011572
2017-04-24 06:00 | 8760 | 126 | 21.4193 | 8.9 | 291.1384 | 0 | 696064.4026 | 394581.5473 | 289511.012 | 0 | 105070.5353 | 21.4125 | 21.5125 | 21.4125 | 21.5125 | 0.25 | 900 | 0.10357 | 438.4239 | 0.011352
2017-04-24 06:15 | 8761 | 126.25 | 21.3953 | 8.925 | 218.5315 | 0 | 696064.4026 | 372966.1185 | 270506.2916 | 0 | 102459.8269 | 21.3899 | 21.4899 | 21.3899 | 21.4899 | 0.25 | 900 | 0.10632 | 414.4068 | 0.011015
2017-04-24 06:30 | 8762.5 | 126.5625 | 21.3594 | 8.9625 | 135.494 | 0 | 832563.7912 | 343564.6379 | 244666.8838 | 0 | 98897.7542 | 21.3583 | 21.4583 | 21.3583 | 21.4583 | 0.125 | 450 | 0.10906 | 381.7385 | 0.0052123
2017-04-24 06:45 | 8764.5 | 126.8125 | 21.3404 | 8.9875 | 88.5272 | 0 | 832563.7912 | 330592.4051 | 233266.1004 | 0 | 97326.3047 | 21.3385 | 21.4385 | 21.3385 | 21.4385 | 0.125 | 450 | 0.11181 | 367.3249 | 0.0051391
2017-04-24 07:00 | 8766.5 | 127.0625 | 21.3207 | 9.05 | 53.2648 | 27.3955 | 832563.7912 | 315488.6856 | 219990.2735 | 0 | 95498.4121 | 21.3198 | 21.4198 | 21.3198 | 21.4198 | 0.125 | 450 | 0.11456 | 350.543 | 0.0050305
2017-04-24 07:15 | 8768.5 | 127.3125 | 21.321 | 9.15 | 15.1381 | 27.5486 | 874859.9451 | 294040.5801 | 201136.2816 | 0 | 92904.2985 | 21.3024 | 21.4024 | 21.3024 | 21.4024 | 0.125 | 450 | 0.11527 | 326.7118 | 0.0047197
2017-04-24 07:30 | 8771 | 127.5833 | 21.3687 | 9.2667 | 0 | 106.4551 | 917156.0991 | 274221.2117 | 183711.7488 | 0 | 90509.4629 | 21.284 | 21.384 | 21.284 | 21.384 | 0.083333 | 300 | 0.11598 | 304.6902 | 0.0029448
2017-04-24 07:45 | 8774 | 127.8333 | 21.3704 | 9.3667 | 0 | 230.1065 | 917156.0991 | 284137.6527 | 177346.2176 | 13948.6764 | 92842.7588 | 21.27 | 21.37 | 21.27 | 21.37 | 0.083333 | 300 | 0.11669 | 315.7085 | 0.00307
2017-04-24 08:00 | 8777 | 128.0833 | 21.3578 | 9.5667 | 0 | 250.5179 | 917156.0991 | 314707.5676 | 171607.6234 | 44109.9449 | 98989.9993 | 21.2574 | 21.3574 | 21.2574 | 21.3574 | 0.083333 | 300 | 0.1174 | 349.6751 | 0.003421
2017-04-24 08:15 | 8779.5 | 128.3125 | 21.349 | 9.775 | 0 | 257.725 | 859658.2092 | 322556.3209 | 170132.9514 | 51853.6865 | 100569.683 | 21.2486 | 21.3486 | 21.2486 | 21.3486 | 0.125 | 450 | 0.11585 | 358.3959 | 0.0051942
2017-04-24 08:30 | 8782 | 128.5833 | 21.3399 | 10.0667 | 0 | 328.2782 | 802160.3193 | 323470.6025 | 169956.5524 | 52755.4068 | 100758.6433 | 21.2394 | 21.3394 | 21.2394 | 21.3394 | 0.083333 | 300 | 0.1143 | 359.4118 | 0.0034234
2017-04-24 08:45 | 8785 | 128.8333 | 21.3351 | 10.3167 | 0 | 455.7722 | 802160.3193 | 233697.8637 | 56500.9211 | 72418.5514 | 104778.3913 | 21.2344 | 21.3344 | 21.2344 | 21.3344 | 0.083333 | 300 | 0.11275 | 259.6643 | 0.0024398
2017-04-24 09:00 | 8788 | 129.0833 | 21.3326 | 10.7333 | 0 | 539.7989 | 802160.3193 | 213782.5174 | 0 | 102789.3848 | 110993.1326 | 21.2319 | 21.3319 | 21.2319 | 21.3319 | 0.083333 | 300 | 0.1112 | 237.5361 | 0.0022012
2017-04-24 09:15 | 8790.5 | 129.3125 | 21.3341 | 11.15 | 0 | 611.9907 | 778840.1775 | 236186.8219 | 0 | 121380.0941 | 114806.7278 | 21.233 | 21.333 | 21.233 | 21.333 | 0.125 | 450 | 0.10789 | 262.4298 | 0.0035299
2017-04-24 09:30 | 8792.5 | 129.5625 | 21.3397 | 11.65 | 0 | 711.9881 | 755520.0357 | 261989.5571 | 0 | 142785.9559 | 119203.6012 | 21.2387 | 21.3387 | 21.2387 | 21.3387 | 0.125 | 450 | 0.10458 | 291.0995 | 0.0037894
2017-04-24 09:45 | 8794.5 | 129.8125 | 21.3503 | 12.15 | 0 | 794.714 | 755520.0357 | 291670.8187 | 0 | 167406.9262 | 124263.8924 | 21.2492 | 21.3492 | 21.2492 | 21.3492 | 0.125 | 450 | 0.10127 | 324.0787 | 0.0040901
2017-04-24 10:00 | 8796.5 | 130.0625 | 21.3655 | 12.575 | 0 | 862.1626 | 755520.0357 | 318310.9024 | 0 | 187477.8124 | 130833.0901 | 21.2646 | 21.3646 | 21.2646 | 21.3646 | 0.125 | 450 | 0.09796 | 353.6788 | 0.0043186
2017-04-24 10:15 | 8798.5 | 130.3125 | 21.3847 | 12.925 | 0 | 917.605 | 763445.4679 | 342436.7697 | 0 | 203438.5105 | 138998.2592 | 21.284 | 21.384 | 21.284 | 21.384 | 0.125 | 450 | 0.09691 | 380.4853 | 0.0045995
2017-04-24 10:30 | 8800.5 | 130.5625 | 21.4069 | 13.275 | 0 | 957.5006 | 771370.9002 | 359589.2282 | 0 | 215621.7525 | 143967.4757 | 21.3063 | 21.4063 | 21.3063 | 21.4063 | 0.125 | 450 | 0.09586 | 399.5436 | 0.0047818
2017-04-24 10:45 | 8802.5 | 130.8125 | 21.432 | 13.625 | 0 | 972.1266 | 771370.9002 | 370130.2948 | 0 | 224330.544 | 145799.7508 | 21.3317 | 21.4317 | 21.3317 | 21.4317 | 0.125 | 450 | 0.09481 | 411.2559 | 0.0048703
2017-04-24 11:00 | 8804.5 | 131.0625 | 21.4601 | 14.0375 | 0 | 980.9891 | 771370.9002 | 373614.9027 | 0 | 227185.2504 | 146429.6523 | 21.36 | 21.46 | 21.36 | 21.46 | 0.125 | 450 | 0.09376 | 415.1277 | 0.0048658
2017-04-24 11:15 | 8806.5 | 131.3125 | 21.4917 | 14.5125 | 0 | 992.4633 | 778056.2848 | 375630.4281 | 0 | 228822.4692 | 146807.9589 | 21.3919 | 21.4919 | 21.3919 | 21.4919 | 0.125 | 450 | 0.090698 | 417.3671 | 0.0047296
2017-04-24 11:30 | 8808.5 | 131.5625 | 21.5277 | 14.9875 | 0 | 986.9375 | 784741.6695 | 378878.8581 | 0 | 231484.2695 | 147394.5885 | 21.4282 | 21.5282 | 21.4282 | 21.5282 | 0.125 | 450 | 0.087635 | 420.9765 | 0.004611
2017-04-24 11:45 | 8810.5 | 131.8125 | 21.568 | 15.4625 | 0 | 966.071 | 784741.6695 | 377129.0235 | 0 | 230003.6325 | 147125.391 | 21.4687 | 21.5687 | 21.4687 | 21.5687 | 0.125 | 450 | 0.084572 | 419.0322 | 0.0044317
2017-04-24 12:00 | 8813 | 132.0833 | 21.6208 | 15.9333 | 0 | 967.671 | 784741.6695 | 369971.0443 | 0 | 224037.1581 | 145933.8862 | 21.5213 | 21.6213 | 21.5213 | 21.6213 | 0.083333 | 300 | 0.08151 | 411.0789 | 0.0027923
2017-04-24 12:15 | 8816.5 | 132.3438 | 21.6734 | 16.3125 | 0 | 902.5582 | 777068.1549 | 361557.5585 | 0 | 217041.6952 | 144515.8632 | 21.5738 | 21.6738 | 21.5738 | 21.6738 | 0.0625 | 225 | 0.08087 | 401.7306 | 0.0020313
2017-04-24 12:30 | 8820 | 132.5833 | 21.7197 | 16.6333 | 0 | 990.636 | 774510.3167 | 352175.5888 | 0 | 211486.1475 | 140689.4414 | 21.6205 | 21.7205 | 21.6205 | 21.7205 | 0.083333 | 300 | 0.08023 | 391.3062 | 0.0026162
2017-04-24 12:45 | 8823.5 | 132.8438 | 21.7771 | 17.0125 | 0 | 1019.7788 | 774510.3167 | 367766.5294 | 0 | 229065.059 | 138701.4703 | 21.6782 | 21.7782 | 21.6782 | 21.7782 | 0.0625 | 225 | 0.07959 | 408.6295 | 0.0020303
2017-04-24 13:00 | 8829 | 133.1071 | 21.839 | 17.1214 | 0 | 1048.0356 | 774510.3167 | 378102.6529 | 0 | 238831.9058 | 139270.7471 | 21.7398 | 21.8398 | 21.7398 | 21.8398 | 0.035714 | 128.5714 | 0.07895 | 420.1141 | 0.0011847
2017-04-24 13:15 | 8836.5 | 133.3594 | 21.894 | 17.1469 | 0 | 1062.4605 | 762732.9546 | 383368.6069 | 0 | 243215.9775 | 140152.6294 | 21.7949 | 21.8949 | 21.7949 | 21.8949 | 0.03125 | 112.5 | 0.078355 | 425.9651 | 0.0010429
2017-04-24 13:30 | 8844 | 133.6071 | 21.9445 | 17.1714 | 0 | 1075.7475 | 761050.4743 | 386488.0857 | 0 | 245807.7908 | 140680.2949 | 21.8457 | 21.9457 | 21.8457 | 21.9457 | 0.035714 | 128.5714 | 0.07776 | 429.4312 | 0.0011927
2017-04-24 13:45 | 8850.5 | 133.8542 | 21.9925 | 17.1958 | 0 | 1077.6781 | 761050.4743 | 389438.7831 | 0 | 248251.3579 | 141187.4252 | 21.8941 | 21.9941 | 21.8941 | 21.9941 | 0.041667 | 150 | 0.077165 | 432.7098 | 0.0013916
2017-04-24 14:00 | 8856.5 | 134.1042 | 22.0398 | 17.2625 | 0 | 1099.9098 | 761050.4743 | 389241.8619 | 0 | 248077.7388 | 141164.1231 | 21.9415 | 22.0415 | 21.9415 | 22.0415 | 0.041667 | 150 | 0.07657 | 432.491 | 0.0013797
2017-04-24 14:15 | 8861 | 134.3333 | 22.0774 | 17.325 | 0 | 998.4676 | 764093.4109 | 392794.4917 | 0 | 250995.2767 | 141799.215 | 21.9799 | 22.0799 | 21.9799 | 22.0799 | 0.083333 | 300 | 0.076302 | 436.4383 | 0.0027751
2017-04-24 14:30 | 8865.5 | 134.6042 | 22.1313 | 17.4125 | 0 | 861.8331 | 765614.8792 | 354711.6575 | 0 | 219401.5531 | 135310.1044 | 22.0324 | 22.1324 | 22.0324 | 22.1324 | 0.041667 | 150 | 0.076035 | 394.1241 | 0.001243
2017-04-24 14:45 | 8872 | 134.8571 | 22.1765 | 17.4893 | 0 | 810.4678 | 765614.8792 | 327817.5177 | 0 | 197083.9015 | 130733.6162 | 22.077 | 22.177 | 22.077 | 22.177 | 0.035714 | 128.5714 | 0.075768 | 364.2417 | 0.000985
2017-04-24 15:00 | 8879 | 135.1071 | 22.2191 | 17.7357 | 0 | 783.5806 | 765614.8792 | 311510.5657 | 0 | 183552.381 | 127958.1847 | 22.1195 | 22.2195 | 22.1195 | 22.2195 | 0.035714 | 128.5714 | 0.0755 | 346.1229 | 0.00093286
2017-04-24 15:15 | 8885.5 | 135.3542 | 22.262 | 18.0042 | 0 | 751.3191 | 821791.7144 | 303679.4712 | 0 | 177047.4156 | 126632.0556 | 22.1623 | 22.2623 | 22.1623 | 22.2623 | 0.041667 | 150 | 0.076335 | 337.4216 | 0.0010724
2017-04-24 15:30 | 8890.5 | 135.5938 | 22.3036 | 18.2563 | 0 | 720.92 | 833027.0814 | 295553.4609 | 0 | 170313.8061 | 125239.6549 | 22.2041 | 22.3041 | 22.2041 | 22.3041 | 0.0625 | 225 | 0.07717 | 328.3927 | 0.0015847
2017-04-24 15:45 | 8894.5 | 135.8438 | 22.3506 | 18.5312 | 0 | 681.2517 | 833027.0814 | 286966.0736 | 0 | 163205.4593 | 123760.6143 | 22.2512 | 22.3512 | 22.2512 | 22.3512 | 0.0625 | 225 | 0.078005 | 318.8512 | 0.0015553
2017-04-24 16:00 | 8898 | 136.0833 | 22.3951 | 18.5833 | 0 | 698.3906 | 833027.0814 | 278035.7823 | 0 | 155816.8245 | 122218.9579 | 22.2958 | 22.3958 | 22.2958 | 22.3958 | 0.083333 | 300 | 0.07884 | 308.9286 | 0.0020297
2017-04-24 16:15 | 8900.5 | 136.3125 | 22.4343 | 18.5625 | 0 | 649.2138 | 943613.4829 | 277381.9315 | 0 | 155286.8557 | 122095.0758 | 22.3354 | 22.4354 | 22.3354 | 22.4354 | 0.125 | 450 | 0.080658 | 308.2021 | 0.0031053
2017-04-24 16:30 | 8902.5 | 136.5625 | 22.4791 | 18.5375 | 0 | 642.9961 | 1054199.8844 | 277553.2093 | 0 | 155443.1705 | 122110.0388 | 22.3803 | 22.4803 | 22.3803 | 22.4803 | 0.125 | 450 | 0.082475 | 308.3925 | 0.0031813
2017-04-24 16:45 | 8904 | 136.75 | 22.5016 | 18.525 | 0 | 721.0204 | 1054199.8844 | 274955.6284 | 0 | 153297.8349 | 121657.7935 | 22.4021 | 22.5021 | 22.4021 | 22.5021 | 0.25 | 900 | 0.084293 | 305.5063 | 0.006438
2017-04-24 17:00 | 8905 | 137 | 22.541 | 18.5 | 0 | 611.1156 | 1054199.8844 | 263259.6961 | 0 | 143623.0593 | 119636.6369 | 22.4431 | 22.5431 | 22.4431 | 22.5431 | 0.25 | 900 | 0.08611 | 292.5108 | 0.006297
2017-04-24 17:15 | 8906 | 137.25 | 22.577 | 18.325 | 0 | 697.6704 | 1054199.8844 | 257623.961 | 0 | 138964.1231 | 118659.8379 | 22.4816 | 22.5816 | 22.4816 | 22.5816 | 0.25 | 900 | 0.088598 | 286.2488 | 0.0063402
2017-04-24 17:30 | 8907 | 137.5 | 22.6113 | 18.15 | 0 | 705.5029 | 1330183.6065 | 279845.4934 | 0 | 157403.6703 | 122441.8231 | 22.5156 | 22.6156 | 22.5156 | 22.6156 | 0.25 | 900 | 0.091085 | 310.9394 | 0.0070805
2017-04-24 17:45 | 8908 | 137.75 | 22.6415 | 17.975 | 0 | 658.3466 | 1330183.6065 | 281854.8087 | 0 | 159100.6805 | 122754.1282 | 22.5454 | 22.6454 | 22.5454 | 22.6454 | 0.25 | 900 | 0.093573 | 313.172 | 0.0073261
2017-04-24 18:00 | 8909 | 138 | 22.6676 | 17.8 | 0 | 586.5696 | 1330183.6065 | 269690.5327 | 0 | 149047.793 | 120642.7397 | 22.5712 | 22.6712 | 22.5712 | 22.6712 | 0.25 | 900 | 0.09606 | 299.6561 | 0.0071962
2017-04-24 18:15 | 8910 | 138.25 | 22.6905 | 17.625 | 0 | 625.87 | 1330183.6065 | 250956.4868 | 0 | 133540.2271 | 117416.2597 | 22.5932 | 22.6932 | 22.5932 | 22.6932 | 0.25 | 900 | 0.099088 | 278.8405 | 0.0069074
2017-04-24 18:30 | 8911 | 138.5 | 22.7094 | 17.45 | 0 | 554.9101 | 1419081.7863 | 261591.4717 | 0 | 142396.5115 | 119194.9603 | 22.6117 | 22.7117 | 22.6117 | 22.7117 | 0.25 | 900 | 0.10211 | 290.6572 | 0.0074201
2017-04-24 18:45 | 8912 | 138.75 | 22.7238 | 17.275 | 0 | 481.9573 | 1419081.7863 | 243030.5916 | 0 | 127027.0704 | 116003.5212 | 22.6269 | 22.7269 | 22.6269 | 22.7269 | 0.25 | 900 | 0.10514 | 270.034 | 0.007098
2017-04-24 19:00 | 8913 | 139 | 22.7354 | 17.1 | 0 | 387.7946 | 1419081.7863 | 223783.5863 | 0 | 111082.2072 | 112701.3791 | 22.639 | 22.739 | 22.639 | 22.739 | 0.25 | 900 | 0.10817 | 248.6484 | 0.0067241
2017-04-24 19:15 | 8914.5 | 139.3125 | 22.7504 | 16.7625 | 0 | 255.3455 | 1405628.6436 | 186838.2932 | 0 | 80440.5035 | 106397.7897 | 22.6509 | 22.7509 | 22.6509 | 22.7509 | 0.125 | 450 | 0.11081 | 207.5981 | 0.0028873
2017-04-24 19:30 | 8916.5 | 139.5625 | 22.755 | 16.5375 | 0 | 182.0714 | 1392175.501 | 162790.7934 | 0 | 60482.5004 | 102308.293 | 22.6549 | 22.7549 | 22.6549 | 22.7549 | 0.125 | 450 | 0.11344 | 180.8787 | 0.0025779
2017-04-24 19:45 | 8918.5 | 139.8125 | 22.756 | 16.3125 | 0 | 129.2643 | 1392175.501 | 140451.9858 | 0 | 41930.0645 | 98521.9212 | 22.6559 | 22.7559 | 22.6559 | 22.7559 | 0.125 | 450 | 0.11607 | 156.0578 | 0.0022749
2017-04-24 20:00 | 8920 | 140 | 22.7557 | 16.2 | 0 | 105.1222 | 1392175.501 | 130573.3014 | 0 | 33722.4685 | 96850.8328 | 22.6556 | 22.7556 | 22.6556 | 22.7556 | 0.25 | 900 | 0.11871 | 145.0814 | 0.0043057
2017-04-24 20:15 | 8921 | 140.25 | 22.7487 | 16.125 | 0 | 82.5527 | 1392175.501 | 118401.1303 | 0 | 23608.2747 | 94792.8556 | 22.6521 | 22.7521 | 22.6521 | 22.7521 | 0.25 | 900 | 0.11765 | 131.5568 | 0.0038695
2017-04-24 20:30 | 8922 | 140.5 | 22.7443 | 16.05 | 0 | 43.9586 | 1377595.0107 | 111757.0338 | 0 | 18087.0753 | 93669.9586 | 22.6479 | 22.7479 | 22.6479 | 22.7479 | 0.25 | 900 | 0.1166 | 124.1745 | 0.0036195
2017-04-24 20:45 | 8923 | 140.75 | 22.7388 | 15.975 | 0 | 21.0095 | 1377595.0107 | 100505.7502 | 0 | 8734.0455 | 91771.7047 | 22.643 | 22.743 | 22.643 | 22.743 | 0.25 | 900 | 0.11554 | 111.6731 | 0.0032256
2017-04-24 21:00 | 8924 | 141 | 22.7193 | 15.9 | 0 | 8.1886 | 1377595.0107 | 93738.1478 | 0 | 3107.9065 | 90630.2413 | 22.6374 | 22.7374 | 22.6374 | 22.7374 | 0.25 | 900 | 0.11448 | 104.1535 | 0.0029809
2017-04-24 21:15 | 8925.5 | 141.3125 | 22.649 | 15.075 | 0 | 14.0567 | 1320869.2135 | 90000 | 0 | 0 | 90000 | 22.6247 | 22.7247 | 22.6247 | 22.7247 | 0.125 | 450 | 0.11249 | 100 | 0.0014062
2017-04-24 21:30 | 8927.5 | 141.5625 | 22.61 | 14.525 | 58.6539 | 0 | 1264143.4163 | 97408.2273 | 6656.0156 | 0 | 90752.2117 | 22.6091 | 22.7091 | 22.6091 | 22.7091 | 0.125 | 450 | 0.11051 | 108.2314 | 0.0014874
2017-04-24 21:45 | 8929.5 | 141.8125 | 22.5889 | 13.975 | 78.6473 | 0 | 1264143.4163 | 111152.5665 | 18996.3706 | 0 | 92156.1958 | 22.5878 | 22.6878 | 22.5878 | 22.6878 | 0.125 | 450 | 0.10852 | 123.5029 | 0.0016689
2017-04-24 22:00 | 8931 | 142 | 22.5773 | 13.7 | 150.3566 | 0 | 1264143.4163 | 117488.6784 | 24680.7101 | 0 | 92807.9682 | 22.5758 | 22.6758 | 22.5758 | 22.6758 | 0.25 | 900 | 0.10653 | 130.543 | 0.0034767
2017-04-24 22:15 | 8932 | 142.25 | 22.5518 | 13.575 | 165.567 | 0 | 1264143.4163 | 137856.7585 | 34225.7347 | 0 | 103631.0238 | 22.5468 | 22.6468 | 22.5468 | 22.6468 | 0.25 | 900 | 0.10317 | 153.1742 | 0.0039508
2017-04-24 22:30 | 8933 | 142.5 | 22.5234 | 13.45 | 193.1106 | 0 | 1009469.0009 | 157661.4115 | 51986.4606 | 0 | 105674.951 | 22.5179 | 22.6179 | 22.5179 | 22.6179 | 0.25 | 900 | 0.099815 | 175.1793 | 0.0043714
2017-04-24 22:45 | 8934 | 142.75 | 22.4947 | 13.325 | 218.3357 | 0 | 1009469.0009 | 166299.2852 | 59725.5638 | 0 | 106573.7214 | 22.489 | 22.589 | 22.489 | 22.589 | 0.25 | 900 | 0.096457 | 184.777 | 0.0044558
2017-04-24 23:00 | 8935 | 143 | 22.4652 | 13.2 | 239.1938 | 0 | 1009469.0009 | 174303.0893 | 66893.4676 | 0 | 107409.6217 | 22.4601 | 22.5601 | 22.4601 | 22.5601 | 0.25 | 900 | 0.0931 | 193.6701 | 0.0045077
2017-04-24 23:15 | 8936 | 143.25 | 22.4309 | 12.775 | 305.8487 | 0 | 1009469.0009 | 181020.9242 | 72905.919 | 0 | 108115.0052 | 22.4312 | 22.5312 | 22.4312 | 22.5312 | 0.25 | 900 | 0.091537 | 201.1344 | 0.0046028
2017-04-24 23:30 | 8937 | 143.5 | 22.3998 | 12.35 | 355.3999 | 0 | 787730.259 | 202827.4556 | 92406.2198 | 0 | 110421.2358 | 22.3993 | 22.4993 | 22.3993 | 22.4993 | 0.25 | 900 | 0.089975 | 225.3638 | 0.0050693
2017-04-24 23:45 | 8938 | 143.75 | 22.3654 | 11.925 | 384.1179 | 0 | 787730.259 | 219805.709 | 107559.2623 | 0 | 112246.4467 | 22.3645 | 22.4645 | 22.3645 | 22.4645 | 0.25 | 900 | 0.088412 | 244.2286 | 0.0053982
2017-04-25 | 8939 | 144 | 22.3284 | 11.5 | 415.6365 | 0 | 787730.259 | 230546.322 | 117110.7056 | 0 | 113435.6163 | 22.3271 | 22.4271 | 22.3271 | 22.4271 | 0.25 | 900 | 0.088412 | 256.1626 | 0.005662

## Details_2025-05-09
datetime | Unnamed: 0 | sim_time | Zone Air Temperature,LIVING_UNIT1 | Site Outdoor Air Drybulb Temperature,ENVIRONMENT | Zone Air System Sensible Heating Rate,LIVING_UNIT1 | Zone Air System Sensible Cooling Rate,LIVING_UNIT1 | Electricity:Building | Electricity:HVAC | Heating:Electricity | Cooling:Electricity | Fans:Electricity | Zone Thermostat Heating Setpoint Temperature,LIVING_UNIT1 | Zone Thermostat Cooling Setpoint Temperature,LIVING_UNIT1 | Zone Temperature Control,Heating Setpoint,LIVING_UNIT1 | Zone Temperature Control,Cooling Setpoint,LIVING_UNIT1 | dt_hours | dt_seconds | current_price | P_total_W | step_cost_real
2017-05-09 | 11917 | 120 | 23.8673 | 18.8 | 8.1272 | 0 | 787730.259 | 90000 | 0 | 0 | 0 | 23.7894 | 23.8894 | 23.7894 | 23.8894 | 0.25 | 900 | 0.10166 | 0 | 0
2017-05-09 00:15 | 11918 | 120.25 | 23.777 | 19 | 11.064 | 0 | 787730.259 | 99710.3571 | 0 | 0 | 99710.3571 | 23.7634 | 23.8634 | 23.7634 | 23.8634 | 0.25 | 900 | 0.098315 | 110.7893 | 0.0027231
2017-05-09 00:30 | 11919 | 120.5 | 23.7486 | 19.2 | 111.1374 | 0 | 613262.9701 | 99710.3571 | 0 | 0 | 99710.3571 | 23.7414 | 23.8414 | 23.7414 | 23.8414 | 0.25 | 900 | 0.09497 | 110.7893 | 0.0026304
2017-05-09 00:45 | 11920 | 120.75 | 23.7221 | 19.4 | 13.3547 | 0 | 613262.9701 | 126672.1004 | 24333.3909 | 0 | 102338.7095 | 23.7234 | 23.8234 | 23.7234 | 23.8234 | 0.25 | 900 | 0.091625 | 140.7468 | 0.003224
2017-05-09 01:00 | 11921 | 121 | 23.7121 | 19.6 | 54.7721 | 0 | 613262.9701 | 99710.3571 | 0 | 0 | 99710.3571 | 23.7091 | 23.8091 | 23.7091 | 23.8091 | 0.25 | 900 | 0.08828 | 110.7893 | 0.0024451
2017-05-09 01:15 | 11922 | 121.25 | 23.6983 | 19.65 | 68.3228 | 0 | 613262.9701 | 110461.0361 | 9705.5628 | 0 | 100755.4734 | 23.6984 | 23.7984 | 23.6984 | 23.7984 | 0.25 | 900 | 0.087673 | 122.7345 | 0.0026901
2017-05-09 01:30 | 11924.5 | 121.5938 | 23.6854 | 19.7375 | 120.2229 | 0 | 562337.4017 | 121975.6045 | 20102.0759 | 0 | 101873.5287 | 23.6828 | 23.7828 | 23.6828 | 23.7828 | 0.0625 | 225 | 0.087065 | 135.5284 | 0.0007364
2017-05-09 01:45 | 11927 | 121.75 | 23.6837 | 19.75 | 135.798 | 0 | 562337.4017 | 124668.763 | 22533.709 | 0 | 102135.0539 | 23.6807 | 23.7807 | 23.6807 | 23.7807 | 0.25 | 900 | 0.086457 | 138.5208 | 0.002994
2017-05-09 02:00 | 11928 | 122 | 23.6795 | 19.8 | 153.2477 | 0 | 562337.4017 | 124358.692 | 26721.0579 | 0 | 97637.6341 | 23.6737 | 23.7737 | 23.6737 | 23.7737 | 0.25 | 900 | 0.08585 | 138.1763 | 0.0029656
2017-05-09 02:15 | 11929 | 122.25 | 23.6821 | 19.55 | 178.4682 | 0 | 562337.4017 | 126434.3084 | 32897.0349 | 0 | 93537.2735 | 23.6677 | 23.7677 | 23.6677 | 23.7677 | 0.25 | 900 | 0.086148 | 140.4826 | 0.0030256
2017-05-09 02:30 | 11930 | 122.5 | 23.6732 | 19.3 | 173.7791 | 0 | 545753.3182 | 133967.6262 | 39691.92 | 0 | 94275.7061 | 23.6584 | 23.7584 | 23.6584 | 23.7584 | 0.25 | 900 | 0.086445 | 148.8529 | 0.0032169
2017-05-09 02:45 | 11931 | 122.75 | 23.6621 | 19.05 | 187.2657 | 0 | 545753.3182 | 133390.2912 | 39163.4255 | 0 | 94226.8657 | 23.6461 | 23.7461 | 23.6461 | 23.7461 | 0.25 | 900 | 0.086743 | 148.2114 | 0.0032141
2017-05-09 03:00 | 11932 | 123 | 23.6447 | 18.8 | 183.7644 | 0 | 545753.3182 | 137783.3386 | 43120.113 | 0 | 94663.2256 | 23.6308 | 23.7308 | 23.6308 | 23.7308 | 0.25 | 900 | 0.08704 | 153.0926 | 0.0033313
2017-05-09 03:15 | 11933 | 123.25 | 23.6184 | 18.475 | 192.0318 | 0 | 545753.3182 | 137570.3346 | 42919.1682 | 0 | 94651.1664 | 23.6129 | 23.7129 | 23.6129 | 23.7129 | 0.25 | 900 | 0.088505 | 152.8559 | 0.0033821
2017-05-09 03:30 | 11934 | 123.5 | 23.597 | 18.15 | 217.7195 | 0 | 533363.667 | 140769.3926 | 45792.7852 | 0 | 94976.6074 | 23.5915 | 23.6915 | 23.5915 | 23.6915 | 0.25 | 900 | 0.08997 | 156.4104 | 0.0035181
2017-05-09 03:45 | 11935.5 | 123.8125 | 23.5571 | 17.6625 | 209.1485 | 0 | 533363.667 | 149824.15 | 53936.0916 | 0 | 95888.0584 | 23.5529 | 23.6529 | 23.5529 | 23.6529 | 0.125 | 450 | 0.091435 | 166.4713 | 0.0019019
2017-05-09 04:00 | 11937 | 124 | 23.5438 | 17.5 | 289.3873 | 0 | 533363.667 | 150734.0178 | 54748.2723 | 0 | 95985.7455 | 23.5391 | 23.6391 | 23.5391 | 23.6391 | 0.25 | 900 | 0.0929 | 167.4822 | 0.0038898
2017-05-09 04:15 | 11938 | 124.25 | 23.5136 | 17.225 | 223.9119 | 0 | 533363.667 | 158417.2992 | 61654.9747 | 0 | 96762.3245 | 23.5085 | 23.6085 | 23.5085 | 23.6085 | 0.25 | 900 | 0.091758 | 176.0192 | 0.0040378
2017-05-09 04:30 | 11939.5 | 124.5625 | 23.4622 | 16.8125 | 256.5263 | 0 | 566989.6412 | 161311.0916 | 64235.0988 | 0 | 97075.9927 | 23.4587 | 23.5587 | 23.4587 | 23.5587 | 0.125 | 450 | 0.090615 | 179.2345 | 0.0020238
2017-05-09 04:45 | 11941.5 | 124.8125 | 23.4259 | 16.5375 | 280.6823 | 0 | 566989.6412 | 172358.0862 | 74165.3887 | 0 | 98192.6975 | 23.4235 | 23.5235 | 23.4235 | 23.5235 | 0.125 | 450 | 0.089472 | 191.509 | 0.002139
2017-05-09 05:00 | 11943.5 | 125.0625 | 23.3888 | 16.325 | 244.3723 | 0 | 566989.6412 | 175152.5248 | 76659.9203 | 0 | 98492.6046 | 23.3866 | 23.4866 | 23.3866 | 23.4866 | 0.125 | 450 | 0.08833 | 194.6139 | 0.0021493
2017-05-09 05:15 | 11945 | 125.25 | 23.3701 | 16.25 | 289.6689 | 0 | 566989.6412 | 174482.4654 | 76045.3112 | 0 | 98437.1542 | 23.3678 | 23.4678 | 23.3678 | 23.4678 | 0.25 | 900 | 0.10146 | 193.8694 | 0.0049177
2017-05-09 05:30 | 11946 | 125.5 | 23.3343 | 16.1 | 172.1424 | 0 | 696064.4026 | 152378.6931 | 56139.7583 | 0 | 96238.9348 | 23.3301 | 23.4301 | 23.3301 | 23.4301 | 0.25 | 900 | 0.1146 | 169.3097 | 0.0048507
2017-05-09 05:45 | 11947 | 125.75 | 23.2971 | 15.95 | 130.6041 | 0 | 696064.4026 | 142727.6115 | 47446.0318 | 0 | 95281.5797 | 23.2925 | 23.3925 | 23.2925 | 23.3925 | 0.25 | 900 | 0.12773 | 158.5862 | 0.0050643
2017-05-09 06:00 | 11948 | 126 | 23.2597 | 15.8 | 99.7054 | 0 | 696064.4026 | 131238.7942 | 37101.7531 | 0 | 94137.0412 | 23.2549 | 23.3549 | 23.2549 | 23.3549 | 0.25 | 900 | 0.14087 | 145.8209 | 0.0051354
2017-05-09 06:15 | 11949 | 126.25 | 23.217 | 16.175 | 53.6928 | 0 | 696064.4026 | 122741.2761 | 29451.6693 | 0 | 93289.6068 | 23.2174 | 23.3174 | 23.2174 | 23.3174 | 0.25 | 900 | 0.1359 | 136.3792 | 0.0046336
2017-05-09 06:30 | 11950 | 126.5 | 23.1858 | 16.55 | 46.8589 | 0 | 832563.7912 | 108263.3575 | 16435.3426 | 0 | 91828.015 | 23.1862 | 23.2862 | 23.1862 | 23.2862 | 0.25 | 900 | 0.13093 | 120.2926 | 0.0039376
2017-05-09 06:45 | 11951.5 | 126.8125 | 23.1553 | 17.1125 | 9.823 | 0.15141 | 832563.7912 | 100891.0916 | 9806.1741 | 0 | 91084.9175 | 23.1516 | 23.2516 | 23.1516 | 23.2516 | 0.125 | 450 | 0.12597 | 112.1012 | 0.0017702
2017-05-09 07:00 | 11953 | 127 | 23.1412 | 17.3 | 0 | 0.29344 | 832563.7912 | 96510.5628 | 5863.6467 | 0 | 90646.9161 | 23.142 | 23.242 | 23.142 | 23.242 | 0.25 | 900 | 0.121 | 107.234 | 0.0032438
2017-05-09 07:15 | 11954 | 127.25 | 23.1372 | 17.3 | 0 | 0.38599 | 832563.7912 | 90000 | 0 | 0 | 90000 | 23.1287 | 23.2287 | 23.1287 | 23.2287 | 0.25 | 900 | 0.1159 | 100 | 0.0028976
2017-05-09 07:30 | 11955 | 127.5 | 23.1514 | 17.3 | 0 | 0.99264 | 917156.0991 | 90000 | 0 | 0 | 90000 | 23.1161 | 23.2161 | 23.1161 | 23.2161 | 0.25 | 900 | 0.11081 | 100 | 0.0027701
2017-05-09 07:45 | 11956.5 | 127.8125 | 23.1979 | 17.3 | 0 | 144.6657 | 917156.0991 | 100658.2022 | 0 | 8925.3041 | 91732.8981 | 23.0983 | 23.1983 | 23.0983 | 23.1983 | 0.125 | 450 | 0.10571 | 111.8424 | 0.0014674
2017-05-09 08:00 | 11958.5 | 128.0625 | 23.1874 | 17.3125 | 0 | 134.5506 | 917156.0991 | 134209.5803 | 0 | 37023.2566 | 97186.3237 | 23.0872 | 23.1872 | 23.0872 | 23.1872 | 0.125 | 450 | 0.10061 | 149.1218 | 0.0018541
2017-05-09 08:15 | 11961 | 128.3333 | 23.1751 | 17.3417 | 0 | 115.75 | 840492.2459 | 135453.2985 | 0 | 38065.3001 | 97387.9984 | 23.0751 | 23.1751 | 23.0751 | 23.1751 | 0.083333 | 300 | 0.09428 | 150.5037 | 0.0011825
2017-05-09 08:30 | 11964 | 128.5833 | 23.1657 | 17.3667 | 0 | 172.2744 | 802160.3193 | 134078.6197 | 0 | 36912.9565 | 97165.6632 | 23.0657 | 23.1657 | 23.0657 | 23.1657 | 0.083333 | 300 | 0.08795 | 148.9762 | 0.0010919
2017-05-09 08:45 | 11967 | 128.8333 | 23.157 | 17.3917 | 0 | 226.3554 | 802160.3193 | 151302.1947 | 0 | 51335.0372 | 99967.1576 | 23.057 | 23.157 | 23.057 | 23.157 | 0.083333 | 300 | 0.08162 | 168.1135 | 0.0011435
2017-05-09 09:00 | 11970 | 129.0833 | 23.149 | 17.5333 | 0 | 288.2742 | 802160.3193 | 170827.2333 | 0 | 67682.7432 | 103144.4901 | 23.0492 | 23.1492 | 23.0492 | 23.1492 | 0.083333 | 300 | 0.07529 | 189.808 | 0.0011909
2017-05-09 09:15 | 11973 | 129.3333 | 23.1433 | 17.7333 | 0 | 384.2221 | 771066.7969 | 193146.6282 | 0 | 86367.5908 | 106779.0374 | 23.0436 | 23.1436 | 23.0436 | 23.1436 | 0.083333 | 300 | 0.0668 | 214.6074 | 0.0011946
2017-05-09 09:30 | 11976.5 | 129.5938 | 23.1403 | 17.95 | 0 | 508.9031 | 755520.0357 | 230256.6959 | 0 | 117430.1709 | 112826.525 | 23.0408 | 23.1408 | 23.0408 | 23.1408 | 0.0625 | 225 | 0.05831 | 255.8408 | 0.00092975
2017-05-09 09:45 | 11980.5 | 129.8438 | 23.1405 | 18.15 | 0 | 648.7064 | 755520.0357 | 270183.2447 | 0 | 150843.299 | 119339.9456 | 23.0413 | 23.1413 | 23.0413 | 23.1413 | 0.0625 | 225 | 0.04982 | 300.2036 | 0.00093244
2017-05-09 10:00 | 11984.5 | 130.0938 | 23.1432 | 18.575 | 0 | 808.5956 | 755520.0357 | 317433.9211 | 0 | 190373.9844 | 127059.9367 | 23.0444 | 23.1444 | 23.0444 | 23.1444 | 0.0625 | 225 | 0.04133 | 352.7044 | 0.00090871
2017-05-09 10:15 | 11988 | 130.3333 | 23.1506 | 19.0333 | 0 | 852.1027 | 766087.2787 | 366105.5292 | 0 | 231076.2607 | 135029.2685 | 23.0525 | 23.1525 | 23.0525 | 23.1525 | 0.083333 | 300 | 0.031053 | 406.7839 | 0.0010526
2017-05-09 10:30 | 11991 | 130.5833 | 23.1656 | 19.5333 | 0 | 915.2343 | 771370.9002 | 384404.5577 | 0 | 246351.079 | 138053.4787 | 23.0676 | 23.1676 | 23.0676 | 23.1676 | 0.083333 | 300 | 0.020775 | 427.1162 | 0.00073944
2017-05-09 10:45 | 11994.5 | 130.8438 | 23.1897 | 20.075 | 0 | 1003.3621 | 771370.9002 | 405235.7105 | 0 | 263716.2635 | 141519.447 | 23.0912 | 23.1912 | 23.0912 | 23.1912 | 0.0625 | 225 | 0.010497 | 450.2619 | 0.00029508
2017-05-09 11:00 | 11999 | 131.1 | 23.2202 | 20.32 | 0 | 1072.1944 | 771370.9002 | 430199.5124 | 0 | 284528.0905 | 145671.422 | 23.1213 | 23.2213 | 23.1213 | 23.2213 | 0.05 | 180 | 0.00022 | 477.9995 | 5.258e-06
2017-05-09 11:15 | 12003.5 | 131.3438 | 23.2492 | 20.4625 | 0 | 1124.4484 | 781398.9772 | 445568.6597 | 0 | 297329.0727 | 148239.5871 | 23.1504 | 23.2504 | 23.1504 | 23.2504 | 0.0625 | 225 | 7.25e-05 | 495.0763 | 2.2421e-06
2017-05-09 11:30 | 12007 | 131.5833 | 23.2776 | 20.6 | 0 | 1162.6448 | 784741.6695 | 458497.7667 | 0 | 308101.3588 | 150396.4079 | 23.1792 | 23.2792 | 23.1792 | 23.2792 | 0.083333 | 300 | -7.5e-05 | 509.442 | -3.184e-06
2017-05-09 11:45 | 12010 | 131.8333 | 23.3401 | 20.75 | 0 | 1123.2118 | 784741.6695 | 467503.746 | 0 | 315596.2713 | 151907.4747 | 23.2421 | 23.3421 | 23.2421 | 23.3421 | 0.083333 | 300 | -0.0002225 | 519.4486 | -9.6314e-06
2017-05-09 12:00 | 12012.5 | 132.0625 | 23.4039 | 20.8375 | 0 | 1046.9142 | 784741.6695 | 458628.3435 | 0 | 308148.0096 | 150480.3339 | 23.3067 | 23.4067 | 23.3067 | 23.4067 | 0.125 | 450 | -0.00037 | 509.587 | -2.3606e-05
2017-05-09 12:15 | 12014 | 132.25 | 23.4429 | 20.875 | 0 | 1205.1224 | 784741.6695 | 447577.4475 | 0 | 298891.9832 | 148685.4643 | 23.3451 | 23.4451 | 23.3451 | 23.4451 | 0.25 | 900 | -0.0002825 | 497.3083 | -3.5122e-05
2017-05-09 12:30 | 12015 | 132.5 | 23.5121 | 20.95 | 0 | 1045.9641 | 774510.3167 | 442122.5831 | 0 | 294315.6104 | 147806.9726 | 23.419 | 23.519 | 23.419 | 23.519 | 0.25 | 900 | -0.000195 | 491.2473 | -2.3948e-05
2017-05-09 12:45 | 12016 | 132.75 | 23.583 | 21.025 | 0 | 1019.6548 | 774510.3167 | 424834.1936 | 0 | 279846.8292 | 144987.3644 | 23.4901 | 23.5901 | 23.4901 | 23.5901 | 0.25 | 900 | -0.0001075 | 472.038 | -1.2686e-05
2017-05-09 13:00 | 12017 | 133 | 23.615 | 21.1 | 0 | 1089.8329 | 774510.3167 | 425334.862 | 0 | 272155.4719 | 153179.3901 | 23.5204 | 23.6204 | 23.5204 | 23.6204 | 0.25 | 900 | -2e-05 | 472.5943 | -2.363e-06
2017-05-09 13:15 | 12018 | 133.25 | 23.6365 | 21.15 | 0 | 1115.9481 | 774510.3167 | 446025.1415 | 0 | 289449.6678 | 156575.4737 | 23.5421 | 23.6421 | 23.5421 | 23.6421 | 0.25 | 900 | -1.75e-05 | 495.5835 | -2.1682e-06
2017-05-09 13:30 | 12019 | 133.5 | 23.6565 | 21.2 | 0 | 1161.6245 | 761050.4743 | 453365.7427 | 0 | 295598.123 | 157767.6196 | 23.5634 | 23.6634 | 23.5634 | 23.6634 | 0.25 | 900 | -1.5e-05 | 503.7397 | -1.889e-06
2017-05-09 13:45 | 12020 | 133.75 | 23.6774 | 21.25 | 0 | 1197.2799 | 761050.4743 | 466181.9665 | 0 | 306323.3633 | 159858.6032 | 23.5844 | 23.6844 | 23.5844 | 23.6844 | 0.25 | 900 | -1.25e-05 | 517.98 | -1.6187e-06
2017-05-09 14:00 | 12021 | 134 | 23.6979 | 21.3 | 0 | 1230.2664 | 761050.4743 | 475753.0143 | 0 | 314333.219 | 161419.7953 | 23.605 | 23.705 | 23.605 | 23.705 | 0.25 | 900 | -1e-05 | 528.6145 | -1.3215e-06
2017-05-09 14:15 | 12023 | 134.3333 | 23.7361 | 21.425 | 0 | 1292.0324 | 764093.4109 | 490607.6839 | 0 | 326774.778 | 163832.9059 | 23.6389 | 23.7389 | 23.6389 | 23.7389 | 0.083333 | 300 | 7.5e-06 | 545.1196 | 3.407e-07
2017-05-09 14:30 | 12025 | 134.5 | 23.7438 | 21.45 | 0 | 1304.1521 | 765614.8792 | 493696.2483 | 0 | 329364.4844 | 164331.7639 | 23.6457 | 23.7457 | 23.6457 | 23.7457 | 0.25 | 900 | 2.5e-05 | 548.5514 | 3.4284e-06
2017-05-09 14:45 | 12026.5 | 134.8125 | 23.7725 | 21.5625 | 0 | 1303.943 | 765614.8792 | 498913.176 | 0 | 339432.1829 | 159480.9931 | 23.6764 | 23.7764 | 23.6764 | 23.7764 | 0.125 | 450 | 4.25e-05 | 554.348 | 2.9453e-06
2017-05-09 15:00 | 12028.5 | 135.0625 | 23.7938 | 21.625 | 0 | 1312.1866 | 765614.8792 | 496570.2959 | 0 | 339925.7828 | 156644.5131 | 23.6971 | 23.7971 | 23.6971 | 23.7971 | 0.125 | 450 | 6e-05 | 551.7448 | 4.139e-06
2017-05-09 15:15 | 12030 | 135.25 | 23.8045 | 21.65 | 0 | 1356.6261 | 765614.8792 | 494983.3791 | 0 | 338609.426 | 156373.9531 | 23.7074 | 23.8074 | 23.7074 | 23.8074 | 0.25 | 900 | 0.010162 | 549.9815 | 0.0013973
2017-05-09 15:30 | 12031 | 135.5 | 23.8229 | 21.7 | 0 | 1306.9784 | 833027.0814 | 493070.8343 | 0 | 337008.3195 | 156062.5148 | 23.7277 | 23.8277 | 23.7277 | 23.8277 | 0.25 | 900 | 0.020265 | 547.8565 | 0.0027756
2017-05-09 15:45 | 12032 | 135.75 | 23.8432 | 21.75 | 0 | 1265.4745 | 833027.0814 | 489143.8548 | 0 | 333725.2594 | 155418.5953 | 23.7478 | 23.8478 | 23.7478 | 23.8478 | 0.25 | 900 | 0.030367 | 543.4932 | 0.0041261
2017-05-09 16:00 | 12033 | 136 | 23.8625 | 21.8 | 0 | 1213.1805 | 833027.0814 | 476325.2141 | 0 | 323018.2313 | 153306.9828 | 23.7675 | 23.8675 | 23.7675 | 23.8675 | 0.25 | 900 | 0.04047 | 529.2502 | 0.0053547
2017-05-09 16:15 | 12034 | 136.25 | 23.8823 | 21.9 | 0 | 1214.2509 | 833027.0814 | 460567.0515 | 0 | 309853.8424 | 150713.2091 | 23.787 | 23.887 | 23.787 | 23.887 | 0.25 | 900 | 0.04579 | 511.7412 | 0.0058582
2017-05-09 16:30 | 12035 | 136.5 | 23.9026 | 22 | 0 | 1160.712 | 1054199.8844 | 460563.2974 | 0 | 309899.2115 | 150664.086 | 23.8071 | 23.9071 | 23.8071 | 23.9071 | 0.25 | 900 | 0.05111 | 511.737 | 0.0065387
2017-05-09 16:45 | 12036 | 136.75 | 23.9239 | 22.1 | 0 | 1054.5403 | 1054199.8844 | 445592.434 | 0 | 297438.3086 | 148154.1254 | 23.8276 | 23.9276 | 23.8276 | 23.9276 | 0.25 | 900 | 0.05643 | 495.1027 | 0.0069847
2017-05-09 17:00 | 12037 | 137 | 23.9454 | 22.2 | 0 | 950.9481 | 1054199.8844 | 415803.8383 | 0 | 272583.4003 | 143220.438 | 23.8487 | 23.9487 | 23.8487 | 23.9487 | 0.25 | 900 | 0.06175 | 462.0043 | 0.0071322
2017-05-09 17:15 | 12038 | 137.25 | 23.9653 | 22.15 | 0 | 954.6676 | 1054199.8844 | 386649.9612 | 0 | 248253.7925 | 138396.1687 | 23.8702 | 23.9702 | 23.8702 | 23.9702 | 0.25 | 900 | 0.060198 | 429.6111 | 0.0064654
2017-05-09 17:30 | 12039 | 137.5 | 23.9864 | 22.1 | 0 | 845.4707 | 1330183.6065 | 387780.5601 | 0 | 249197.5673 | 138582.9928 | 23.8898 | 23.9898 | 23.8898 | 23.9898 | 0.25 | 900 | 0.058645 | 430.8673 | 0.0063171
2017-05-09 17:45 | 12040 | 137.75 | 24.0033 | 22.05 | 0 | 755.0298 | 1330183.6065 | 356664.0986 | 0 | 223169.1093 | 133494.9893 | 23.9074 | 24.0074 | 23.9074 | 24.0074 | 0.25 | 900 | 0.057092 | 396.2934 | 0.0056563
2017-05-09 18:00 | 12041 | 138 | 24.0184 | 22 | 0 | 660.2726 | 1330183.6065 | 331031.58 | 0 | 201733.9861 | 129297.5939 | 23.9234 | 24.0234 | 23.9234 | 24.0234 | 0.25 | 900 | 0.05554 | 367.8129 | 0.0051071
2017-05-09 18:15 | 12042 | 138.25 | 24.0331 | 21.7 | 0 | 674.1048 | 1330183.6065 | 303748.7818 | 0 | 178915.1929 | 124833.5889 | 23.9377 | 24.0377 | 23.9377 | 24.0377 | 0.25 | 900 | 0.061655 | 337.4986 | 0.0052021
2017-05-09 18:30 | 12043 | 138.5 | 24.042 | 21.4 | 0 | 599.4684 | 1419081.7863 | 307571.922 | 0 | 182049.1128 | 125522.8092 | 23.9464 | 24.0464 | 23.9464 | 24.0464 | 0.25 | 900 | 0.06777 | 341.7466 | 0.00579
2017-05-09 18:45 | 12044 | 138.75 | 24.046 | 21.1 | 0 | 534.494 | 1419081.7863 | 284783.744 | 0 | 162925.1888 | 121858.5551 | 23.95 | 24.05 | 23.95 | 24.05 | 0.25 | 900 | 0.073885 | 316.4264 | 0.0058448
2017-05-09 19:00 | 12045.5 | 139.0625 | 24.044 | 20.65 | 0 | 457.1682 | 1419081.7863 | 256363.5129 | 0 | 139121.4854 | 117242.0275 | 23.946 | 24.046 | 23.946 | 24.046 | 0.125 | 450 | 0.08 | 284.8483 | 0.0028547
2017-05-09 19:15 | 12047.5 | 139.3125 | 24.0378 | 20.35 | 0 | 410.5861 | 1405628.6436 | 240506.1535 | 0 | 125885.9534 | 114620.2001 | 23.9382 | 24.0382 | 23.9382 | 24.0382 | 0.125 | 450 | 0.088572 | 267.2291 | 0.0029647
2017-05-09 19:30 | 12049.5 | 139.5625 | 24.0262 | 20.05 | 0 | 361.9466 | 1392175.501 | 224769.8934 | 0 | 112744.2961 | 112025.5973 | 23.9264 | 24.0264 | 23.9264 | 24.0264 | 0.125 | 450 | 0.097145 | 249.7443 | 0.0030401
2017-05-09 19:45 | 12051.5 | 139.8125 | 24.0108 | 19.75 | 0 | 324.0325 | 1392175.501 | 210110.9196 | 0 | 100496.7117 | 109614.2079 | 23.9108 | 24.0108 | 23.9108 | 24.0108 | 0.125 | 450 | 0.10572 | 233.4566 | 0.0030913
2017-05-09 20:00 | 12053 | 140 | 24.002 | 19.6 | 0 | 268.4081 | 1392175.501 | 203754.6341 | 0 | 95186.897 | 108567.7371 | 23.9022 | 24.0022 | 23.9022 | 24.0022 | 0.25 | 900 | 0.11429 | 226.394 | 0.0064686
2017-05-09 20:15 | 12054 | 140.25 | 23.9811 | 19.475 | 0 | 264.6329 | 1392175.501 | 192661.8083 | 0 | 85919.7872 | 106742.0211 | 23.8814 | 23.9814 | 23.8814 | 23.9814 | 0.25 | 900 | 0.11634 | 214.0687 | 0.0062263
2017-05-09 20:30 | 12055 | 140.5 | 23.9598 | 19.35 | 0 | 234.0459 | 1377595.0107 | 180913.56 | 0 | 76100.8886 | 104812.6714 | 23.86 | 23.96 | 23.86 | 23.96 | 0.25 | 900 | 0.1184 | 201.0151 | 0.0059498
2017-05-09 20:45 | 12056 | 140.75 | 23.9377 | 19.225 | 0 | 214.0332 | 1377595.0107 | 171123.0282 | 0 | 67913.0061 | 103210.0221 | 23.838 | 23.938 | 23.838 | 23.938 | 0.25 | 900 | 0.12045 | 190.1367 | 0.0057254
2017-05-09 21:00 | 12057 | 141 | 23.9152 | 19.1 | 0 | 196.6468 | 1377595.0107 | 164761.6121 | 0 | 62595.8795 | 102165.7326 | 23.8153 | 23.9153 | 23.8153 | 23.9153 | 0.25 | 900 | 0.1225 | 183.0685 | 0.0056065
2017-05-09 21:15 | 12058 | 141.25 | 23.8906 | 18.775 | 0 | 181.8851 | 1377595.0107 | 159110.5918 | 0 | 57870.8107 | 101239.7811 | 23.792 | 23.892 | 23.792 | 23.892 | 0.25 | 900 | 0.11807 | 176.7895 | 0.0052186
2017-05-09 21:30 | 12059 | 141.5 | 23.8641 | 18.45 | 0 | 166.7648 | 1264143.4163 | 153647.4666 | 0 | 53301.0072 | 100346.4594 | 23.7655 | 23.8655 | 23.7655 | 23.8655 | 0.25 | 900 | 0.11365 | 170.7194 | 0.0048506
2017-05-09 21:45 | 12060 | 141.75 | 23.8336 | 18.125 | 0 | 157.0752 | 1264143.4163 | 148040.0226 | 0 | 48610.1248 | 99429.8978 | 23.736 | 23.836 | 23.736 | 23.836 | 0.25 | 900 | 0.10923 | 164.4889 | 0.0044916
2017-05-09 22:00 | 12061 | 142 | 23.8012 | 17.8 | 0 | 145.5264 | 1264143.4163 | 144308.7128 | 0 | 45490.811 | 98817.9018 | 23.7037 | 23.8037 | 23.7037 | 23.8037 | 0.25 | 900 | 0.1048 | 160.343 | 0.004201
2017-05-09 22:15 | 12062 | 142.25 | 23.7687 | 17.775 | 0 | 85.1885 | 1264143.4163 | 139916.3055 | 0 | 41817.5974 | 98098.7081 | 23.6687 | 23.7687 | 23.6687 | 23.7687 | 0.25 | 900 | 0.1027 | 155.4626 | 0.0039915
2017-05-09 22:30 | 12063 | 142.5 | 23.7352 | 17.75 | 0 | 64.3761 | 1009469.0009 | 119428.2867 | 0 | 24657.5707 | 94770.716 | 23.6352 | 23.7352 | 23.6352 | 23.7352 | 0.25 | 900 | 0.1006 | 132.6981 | 0.0033374
2017-05-09 22:45 | 12064 | 142.75 | 23.7026 | 17.725 | 0 | 42.0121 | 1009469.0009 | 112408.8414 | 0 | 18778.8329 | 93630.0085 | 23.603 | 23.703 | 23.603 | 23.703 | 0.25 | 900 | 0.0985 | 124.8987 | 0.0030756
2017-05-09 23:00 | 12065 | 143 | 23.6709 | 17.7 | 0 | 20.9784 | 1009469.0009 | 104655.7299 | 0 | 12283.1139 | 92372.6161 | 23.5721 | 23.6721 | 23.5721 | 23.6721 | 0.25 | 900 | 0.0964 | 116.2841 | 0.0028024
2017-05-09 23:15 | 12066 | 143.25 | 23.6132 | 17.475 | 0 | 1.664 | 1009469.0009 | 97222.6394 | 0 | 6053.912 | 91168.7274 | 23.5425 | 23.6425 | 23.5425 | 23.6425 | 0.25 | 900 | 0.10086 | 108.0252 | 0.002724
2017-05-09 23:30 | 12067 | 143.5 | 23.5287 | 17.25 | 0 | 2.1898 | 787730.259 | 90000 | 0 | 0 | 90000 | 23.5114 | 23.6114 | 23.5114 | 23.6114 | 0.25 | 900 | 0.10533 | 100 | 0.0026332
2017-05-09 23:45 | 12068 | 143.75 | 23.4808 | 17.025 | 29.9695 | 0 | 787730.259 | 90000 | 0 | 0 | 90000 | 23.4791 | 23.5791 | 23.4791 | 23.5791 | 0.25 | 900 | 0.1098 | 100 | 0.0027449
2017-05-10 | 12069 | 144 | 23.435 | 16.8 | 23.4476 | 0 | 787730.259 | 99791.7406 | 8819.708 | 0 | 90972.0326 | 23.4455 | 23.5455 | 23.4455 | 23.5455 | 0.25 | 900 | 0.1098 | 110.8797 | 0.0030435

## Details_2025-06-08
datetime | Unnamed: 0 | sim_time | Zone Air Temperature,LIVING_UNIT1 | Site Outdoor Air Drybulb Temperature,ENVIRONMENT | Zone Air System Sensible Heating Rate,LIVING_UNIT1 | Zone Air System Sensible Cooling Rate,LIVING_UNIT1 | Electricity:Building | Electricity:HVAC | Heating:Electricity | Cooling:Electricity | Fans:Electricity | Zone Thermostat Heating Setpoint Temperature,LIVING_UNIT1 | Zone Thermostat Cooling Setpoint Temperature,LIVING_UNIT1 | Zone Temperature Control,Heating Setpoint,LIVING_UNIT1 | Zone Temperature Control,Cooling Setpoint,LIVING_UNIT1 | dt_hours | dt_seconds | current_price | P_total_W | step_cost_real
2017-06-08 | 15505.5 | 120.0625 | 24.0215 | 16.7625 | 0 | 382.0133 | 787730.259 | 199629.224 | 0 | 40967.759 | 53104.5267 | 23.9208 | 24.0208 | 23.9208 | 24.0208 | 0.125 | 450 | 0.10191 | 104.5248 | 0.0012427
2017-06-08 00:15 | 15507.5 | 120.3125 | 23.9629 | 16.4875 | 0 | 310.2972 | 700496.6146 | 183481.3085 | 0 | 78043.1656 | 105438.1429 | 23.8621 | 23.9621 | 23.8621 | 23.9621 | 0.125 | 450 | 0.095333 | 203.8681 | 0.0024335
2017-06-08 00:30 | 15509.5 | 120.5625 | 23.9039 | 16.2125 | 0 | 284.506 | 613262.9701 | 176412.3305 | 0 | 72141.3807 | 104270.9498 | 23.803 | 23.903 | 23.803 | 23.903 | 0.125 | 450 | 0.088755 | 196.0137 | 0.0021766
2017-06-08 00:45 | 15511.5 | 120.8125 | 23.8445 | 15.9375 | 0 | 259.7489 | 613262.9701 | 170027.7833 | 0 | 66810.0413 | 103217.7419 | 23.7436 | 23.8436 | 23.7436 | 23.8436 | 0.125 | 450 | 0.082178 | 188.9198 | 0.0019436
2017-06-08 01:00 | 15513.5 | 121.0625 | 23.7848 | 15.75 | 0 | 234.2557 | 613262.9701 | 162330.8382 | 0 | 60383.8002 | 101947.038 | 23.6839 | 23.7839 | 23.6839 | 23.7839 | 0.125 | 450 | 0.0756 | 180.3676 | 0.0017071
2017-06-08 01:15 | 15515 | 121.25 | 23.754 | 15.7 | 0 | 99.7682 | 613262.9701 | 158612.7249 | 0 | 57279.4658 | 101333.2591 | 23.654 | 23.754 | 23.654 | 23.754 | 0.25 | 900 | 0.074027 | 176.2364 | 0.0032616
2017-06-08 01:30 | 15516 | 121.5 | 23.6965 | 15.6 | 0 | 196.8154 | 562337.4017 | 150648.1054 | 0 | 50629.5485 | 100018.5569 | 23.596 | 23.696 | 23.596 | 23.696 | 0.25 | 900 | 0.072455 | 167.3868 | 0.003032
2017-06-08 01:45 | 15517 | 121.75 | 23.6404 | 15.5 | 0 | 174.3663 | 562337.4017 | 144081.582 | 0 | 45147.8524 | 98933.7296 | 23.5396 | 23.6396 | 23.5396 | 23.6396 | 0.25 | 900 | 0.070883 | 160.0906 | 0.0028369
2017-06-08 02:00 | 15518 | 122 | 23.5853 | 15.4 | 0 | 154.2148 | 562337.4017 | 137299.1862 | 0 | 39484.0687 | 97815.1175 | 23.4848 | 23.5848 | 23.4848 | 23.5848 | 0.25 | 900 | 0.06931 | 152.5547 | 0.0026434
2017-06-08 02:15 | 15519.5 | 122.3125 | 23.5047 | 15.9625 | 0 | 128.8757 | 554045.36 | 129472.1485 | 0 | 32948.268 | 96523.8805 | 23.4084 | 23.5084 | 23.4084 | 23.5084 | 0.125 | 450 | 0.067167 | 143.8579 | 0.0012089
2017-06-08 02:30 | 15521.5 | 122.5625 | 23.4656 | 16.3375 | 0 | 81.2337 | 545753.3182 | 117747.5173 | 0 | 23160.4413 | 94587.0761 | 23.3653 | 23.4653 | 23.3653 | 23.4653 | 0.125 | 450 | 0.065025 | 130.8306 | 0.0010694
2017-06-08 02:45 | 15523.5 | 122.8125 | 23.4235 | 16.7125 | 0 | 33.6321 | 545753.3182 | 109026.6458 | 0 | 15880.08 | 93146.5657 | 23.3289 | 23.4289 | 23.3289 | 23.4289 | 0.125 | 450 | 0.062883 | 121.1407 | 0.00095145
2017-06-08 03:00 | 15525 | 123 | 23.4037 | 16.9 | 0 | 5.83 | 545753.3182 | 110325.9388 | 0 | 16964.0822 | 93361.8566 | 23.3122 | 23.4122 | 23.3122 | 23.4122 | 0.25 | 900 | 0.06074 | 122.5844 | 0.0018614
2017-06-08 03:15 | 15526 | 123.25 | 23.3802 | 16.85 | 0 | 5.6859 | 545753.3182 | 98128.3031 | 0 | 6783.0726 | 91345.2305 | 23.2853 | 23.3853 | 23.2853 | 23.3853 | 0.25 | 900 | 0.057968 | 109.0314 | 0.0015801
2017-06-08 03:30 | 15527 | 123.5 | 23.3386 | 16.8 | 0 | 5.2925 | 533363.667 | 90000 | 0 | 0 | 90000 | 23.2591 | 23.3591 | 23.2591 | 23.3591 | 0.25 | 900 | 0.055195 | 100 | 0.0013799
2017-06-08 03:45 | 15528 | 123.75 | 23.2804 | 16.75 | 0 | 4.7932 | 533363.667 | 90000 | 0 | 0 | 90000 | 23.2336 | 23.3336 | 23.2336 | 23.3336 | 0.25 | 900 | 0.052422 | 100 | 0.0013106
2017-06-08 04:00 | 15529 | 124 | 23.2127 | 16.7 | 0 | 4.398 | 533363.667 | 90000 | 0 | 0 | 90000 | 23.2087 | 23.3087 | 23.2087 | 23.3087 | 0.25 | 900 | 0.04965 | 100 | 0.0012412
2017-06-08 04:15 | 15530 | 124.25 | 23.1856 | 16.825 | 44.7395 | 0 | 533363.667 | 90000 | 0 | 0 | 90000 | 23.1844 | 23.2844 | 23.1844 | 23.2844 | 0.25 | 900 | 0.047403 | 100 | 0.0011851
2017-06-08 04:30 | 15531 | 124.5 | 23.1657 | 16.95 | 30.1679 | 0 | 566989.6412 | 103914.2003 | 12530.3164 | 0 | 91383.8839 | 23.1629 | 23.2629 | 23.1629 | 23.2629 | 0.25 | 900 | 0.045155 | 115.4602 | 0.0013034
2017-06-08 04:45 | 15532 | 124.75 | 23.1959 | 17.075 | 0 | 3.5664 | 566989.6412 | 99446.7465 | 8508.3006 | 0 | 90938.4459 | 23.144 | 23.244 | 23.144 | 23.244 | 0.25 | 900 | 0.042907 | 110.4964 | 0.0011853
2017-06-08 05:00 | 15533 | 125 | 23.2266 | 17.2 | 0 | 111.0812 | 566989.6412 | 90000 | 0 | 0 | 90000 | 23.1277 | 23.2277 | 23.1277 | 23.2277 | 0.25 | 900 | 0.04066 | 100 | 0.0010165
2017-06-08 05:15 | 15534 | 125.25 | 23.2309 | 17.1 | 0 | 268.176 | 566989.6412 | 122933.6342 | 0 | 27456.6776 | 95476.9567 | 23.1138 | 23.2138 | 23.1138 | 23.2138 | 0.25 | 900 | 0.036945 | 136.5929 | 0.0012616
2017-06-08 05:30 | 15535 | 125.5 | 23.2146 | 17 | 0 | 375.1117 | 696064.4026 | 170044.0296 | 0 | 66733.0491 | 103310.9805 | 23.0993 | 23.1993 | 23.0993 | 23.1993 | 0.25 | 900 | 0.03323 | 188.9378 | 0.0015696
2017-06-08 05:45 | 15536.5 | 125.8125 | 23.1848 | 16.85 | 0 | 551.9291 | 696064.4026 | 214809.2163 | 0 | 104056.2386 | 110752.9777 | 23.0764 | 23.1764 | 23.0764 | 23.1764 | 0.125 | 450 | 0.029515 | 238.6769 | 0.00087702
2017-06-08 06:00 | 15538.5 | 126.0625 | 23.1606 | 16.95 | 0 | 643.0232 | 696064.4026 | 245976.8506 | 0 | 130047.3332 | 115929.5174 | 23.0605 | 23.1605 | 23.0605 | 23.1605 | 0.125 | 450 | 0.0258 | 273.3076 | 0.00087708
2017-06-08 06:15 | 15540.5 | 126.3125 | 23.1465 | 17.25 | 0 | 731.6214 | 764314.0969 | 283865.1237 | 0 | 161648.2143 | 122216.9095 | 23.0467 | 23.1467 | 23.0467 | 23.1467 | 0.125 | 450 | 0.020005 | 315.4057 | 0.00078506
2017-06-08 06:30 | 15542 | 126.5 | 23.1406 | 17.4 | 0 | 733.8958 | 832563.7912 | 303586.0447 | 0 | 178097.837 | 125488.2077 | 23.041 | 23.141 | 23.041 | 23.141 | 0.25 | 900 | 0.01421 | 337.3178 | 0.0011983
2017-06-08 06:45 | 15543.5 | 126.8125 | 23.1361 | 17.85 | 0 | 833.0527 | 832563.7912 | 322924.3876 | 0 | 194259.0589 | 128665.3286 | 23.0327 | 23.1327 | 23.0327 | 23.1327 | 0.125 | 450 | 0.008415 | 358.8049 | 0.00037699
2017-06-08 07:00 | 15545 | 127 | 23.1312 | 18 | 0 | 839.728 | 832563.7912 | 328475.9187 | 0 | 198900.6698 | 129575.2489 | 23.0314 | 23.1314 | 23.0314 | 23.1314 | 0.25 | 900 | 0.00262 | 364.9732 | 0.00023906
2017-06-08 07:15 | 15546 | 127.25 | 23.1271 | 17.975 | 0 | 850.4609 | 832563.7912 | 349869.7433 | 0 | 216781.0037 | 133088.7395 | 23.033 | 23.133 | 23.033 | 23.133 | 0.25 | 900 | 0.001965 | 388.7442 | 0.00019097
2017-06-08 07:30 | 15547 | 127.5 | 23.127 | 17.95 | 0 | 865.9899 | 917156.0991 | 348834.847 | 0 | 215946.5143 | 132888.3327 | 23.0342 | 23.1342 | 23.0342 | 23.1342 | 0.25 | 900 | 0.00131 | 387.5943 | 0.00012694
2017-06-08 07:45 | 15548 | 127.75 | 23.1246 | 17.925 | 0 | 852.2717 | 917156.0991 | 354338.3446 | 0 | 220560.5999 | 133777.7447 | 23.035 | 23.135 | 23.035 | 23.135 | 0.25 | 900 | 0.000655 | 393.7093 | 6.447e-05
2017-06-08 08:00 | 15549 | 128 | 23.1272 | 17.9 | 0 | 817.5614 | 917156.0991 | 351746.3883 | 0 | 218428.3001 | 133318.0883 | 23.0354 | 23.1354 | 23.0354 | 23.1354 | 0.25 | 900 | 0 | 390.8293 | 0
2017-06-08 08:15 | 15550 | 128.25 | 23.0893 | 18.15 | 0 | 743.358 | 917156.0991 | 342360.2264 | 0 | 210618.6859 | 131741.5404 | 22.989 | 23.089 | 22.989 | 23.089 | 0.25 | 900 | -0.000125 | 380.4003 | -1.1888e-05
2017-06-08 08:30 | 15551.5 | 128.5625 | 23.0331 | 18.525 | 0 | 827.2034 | 802160.3193 | 321790.7339 | 0 | 193476.087 | 128314.6469 | 22.9309 | 23.0309 | 22.9309 | 23.0309 | 0.125 | 450 | -0.00025 | 357.5453 | -1.1176e-05
2017-06-08 08:45 | 15554 | 128.8333 | 22.9929 | 18.8167 | 0 | 899.5707 | 802160.3193 | 349047.7318 | 0 | 216239.8347 | 132807.8971 | 22.8936 | 22.9936 | 22.8936 | 22.9936 | 0.083333 | 300 | -0.000375 | 387.8308 | -1.212e-05
2017-06-08 09:00 | 15557.5 | 129.0938 | 22.9642 | 19.05 | 0 | 959.4727 | 802160.3193 | 383246.0938 | 0 | 244798.0671 | 138448.0266 | 22.8652 | 22.9652 | 22.8652 | 22.9652 | 0.0625 | 225 | -0.0005 | 425.829 | -1.3292e-05
2017-06-08 09:15 | 15561 | 129.3333 | 22.9443 | 19.2333 | 0 | 918.4347 | 771066.7969 | 393440.3335 | 0 | 253313.9936 | 140126.3399 | 22.8454 | 22.9454 | 22.8454 | 22.9454 | 0.083333 | 300 | -0.000875 | 437.1559 | -3.1876e-05
2017-06-08 09:30 | 15563.5 | 129.5625 | 22.9289 | 19.4 | 0 | 934.7872 | 755520.0357 | 387958.2213 | 0 | 248740.684 | 139217.5373 | 22.8304 | 22.9304 | 22.8304 | 22.9304 | 0.125 | 450 | -0.00125 | 431.0647 | -6.7438e-05
2017-06-08 09:45 | 15565 | 129.75 | 22.9204 | 19.5 | 0 | 913.4097 | 755520.0357 | 380721.0249 | 0 | 242700.4884 | 138020.5365 | 22.8222 | 22.9222 | 22.8222 | 22.9222 | 0.25 | 900 | -0.001625 | 423.0234 | -0.00017185
2017-06-08 10:00 | 15566.5 | 130.0625 | 22.9055 | 19.6875 | 0 | 1030.2937 | 755520.0357 | 398538.0579 | 0 | 257578.2659 | 140959.792 | 22.8052 | 22.9052 | 22.8052 | 22.9052 | 0.125 | 450 | -0.002 | 442.8201 | -0.00011057
2017-06-08 10:15 | 15568 | 130.25 | 22.899 | 19.675 | 0 | 1035.8898 | 755520.0357 | 405988.7581 | 0 | 263800.1106 | 142188.6475 | 22.8008 | 22.9008 | 22.8008 | 22.9008 | 0.25 | 900 | -0.00346 | 451.0986 | -0.0003902
2017-06-08 10:30 | 15569 | 130.5 | 22.8933 | 19.65 | 0 | 1112.2013 | 771370.9002 | 427398.6706 | 0 | 281678.8381 | 145719.8325 | 22.792 | 22.892 | 22.792 | 22.892 | 0.25 | 900 | -0.00492 | 474.8874 | -0.00058411
2017-06-08 10:45 | 15570 | 130.75 | 22.8855 | 19.625 | 0 | 1166.5102 | 771370.9002 | 453966.7543 | 0 | 295757.8517 | 158208.9026 | 22.7833 | 22.8833 | 22.7833 | 22.8833 | 0.25 | 900 | -0.00638 | 504.4075 | -0.00080453
2017-06-08 11:00 | 15571 | 131 | 22.8735 | 19.6 | 0 | 1200.6179 | 771370.9002 | 470382.186 | 0 | 309467.8555 | 160914.3305 | 22.7746 | 22.8746 | 22.7746 | 22.8746 | 0.25 | 900 | -0.00784 | 522.6469 | -0.0010244
2017-06-08 11:15 | 15572.5 | 131.3125 | 22.8606 | 19.8625 | 0 | 1217.953 | 778056.2848 | 483863.0984 | 0 | 320733.6247 | 163129.4737 | 22.7633 | 22.8633 | 22.7633 | 22.8633 | 0.125 | 450 | -0.010805 | 537.6257 | -0.00072585
2017-06-08 11:30 | 15575 | 131.5833 | 22.857 | 20.0667 | 0 | 1281.6776 | 784741.6695 | 488452.4898 | 0 | 324589.185 | 163863.3048 | 22.7589 | 22.8589 | 22.7589 | 22.8589 | 0.083333 | 300 | -0.01377 | 542.725 | -0.00062278
2017-06-08 11:45 | 15578.5 | 131.8438 | 22.8563 | 20.2563 | 0 | 1327.0806 | 784741.6695 | 513530.8772 | 0 | 345575.6688 | 167955.2084 | 22.7583 | 22.8583 | 22.7583 | 22.8583 | 0.0625 | 225 | -0.016735 | 570.5899 | -0.00059618
2017-06-08 12:00 | 15586 | 132.1136 | 22.8599 | 20.9136 | 0 | 1381.9764 | 784741.6695 | 530153.0117 | 0 | 359522.7762 | 170630.2355 | 22.7612 | 22.8612 | 22.7612 | 22.8612 | 0.022727 | 81.8182 | -0.0197 | 589.0589 | -0.00026385
2017-06-08 12:15 | 15595 | 132.3571 | 22.8709 | 21.5536 | 0 | 1419.3447 | 775971.9385 | 545607.7883 | 0 | 377027.9109 | 168579.8773 | 22.7732 | 22.8732 | 22.7732 | 22.8732 | 0.035714 | 128.5714 | -0.024598 | 606.2309 | -0.00053272
2017-06-08 12:30 | 15601.5 | 132.6042 | 22.8919 | 22.2125 | 0 | 1448.0407 | 774510.3167 | 560822.1299 | 0 | 393219.2716 | 167602.8583 | 22.7951 | 22.8951 | 22.7951 | 22.8951 | 0.041667 | 150 | -0.029495 | 623.1357 | -0.00076651
2017-06-08 12:45 | 15607.5 | 132.8542 | 22.9237 | 22.8875 | 0 | 1477.2873 | 774510.3167 | 576453.8638 | 0 | 407283.8079 | 169170.0559 | 22.8276 | 22.9276 | 22.8276 | 22.9276 | 0.041667 | 150 | -0.034392 | 640.5043 | -0.00091869
2017-06-08 13:00 | 15613.5 | 133.1042 | 22.9658 | 23.2708 | 0 | 1503.1897 | 774510.3167 | 592096.3304 | 0 | 420931.7256 | 171164.6048 | 22.8701 | 22.9701 | 22.8701 | 22.9701 | 0.041667 | 150 | -0.03929 | 657.8848 | -0.001078
2017-06-08 13:15 | 15618 | 133.3333 | 23.0026 | 23.5417 | 0 | 1446.7434 | 765537.0885 | 600860.766 | 0 | 428546.2828 | 172314.4832 | 22.9091 | 23.0091 | 22.9091 | 23.0091 | 0.083333 | 300 | -0.042445 | 667.6231 | -0.0023614
2017-06-08 13:30 | 15622 | 133.6 | 23.061 | 23.91 | 0 | 1379.7953 | 761050.4743 | 577837.2282 | 0 | 409519.1818 | 168318.0464 | 22.9655 | 23.0655 | 22.9655 | 23.0655 | 0.05 | 180 | -0.0456 | 642.0414 | -0.0014639
2017-06-08 13:45 | 15627.5 | 133.8542 | 23.1174 | 24.2458 | 0 | 1385.6215 | 761050.4743 | 566610.5635 | 0 | 400368.1119 | 166242.4516 | 23.0204 | 23.1204 | 23.0204 | 23.1204 | 0.041667 | 150 | -0.048755 | 629.5673 | -0.0012785
2017-06-08 14:00 | 15633.5 | 134.1042 | 23.174 | 24.0917 | 0 | 1378.7273 | 761050.4743 | 567354.7868 | 0 | 401272.0141 | 166082.7726 | 23.0767 | 23.1767 | 23.0767 | 23.1767 | 0.041667 | 150 | -0.05191 | 630.3942 | -0.0013637
2017-06-08 14:15 | 15639 | 134.35 | 23.2224 | 23.85 | 0 | 1389.4382 | 764701.9982 | 563794.1583 | 0 | 398222.7811 | 165571.3772 | 23.1253 | 23.2253 | 23.1253 | 23.2253 | 0.05 | 180 | -0.05176 | 626.438 | -0.0016212
2017-06-08 14:30 | 15643 | 134.5833 | 23.2588 | 23.6333 | 0 | 1410.0761 | 765614.8792 | 564228.0921 | 0 | 398472.4866 | 165755.6055 | 23.1629 | 23.2629 | 23.1629 | 23.2629 | 0.083333 | 300 | -0.05161 | 626.9201 | -0.0026963
2017-06-08 14:45 | 15646 | 134.8333 | 23.2957 | 23.3833 | 0 | 1420.4263 | 765614.8792 | 567002.3643 | 0 | 400664.6069 | 166337.7575 | 23.2001 | 23.3001 | 23.2001 | 23.3001 | 0.083333 | 300 | -0.05146 | 630.0026 | -0.0027017
2017-06-08 15:00 | 15648.5 | 135.0625 | 23.3207 | 23.35 | 0 | 1441.5011 | 765614.8792 | 571778.7657 | 0 | 404570.6825 | 167208.0832 | 23.226 | 23.326 | 23.226 | 23.326 | 0.125 | 450 | -0.05131 | 635.3097 | -0.0040729
2017-06-08 15:15 | 15650 | 135.25 | 23.3345 | 23.4 | 0 | 1522.8304 | 765614.8792 | 575520.1087 | 0 | 407654.317 | 167865.7917 | 23.2403 | 23.3403 | 23.2403 | 23.3403 | 0.25 | 900 | -0.047475 | 639.4668 | -0.0075897
2017-06-08 15:30 | 15651 | 135.5 | 23.3587 | 23.5 | 0 | 1496.5211 | 833027.0814 | 595227.027 | 0 | 424329.011 | 170898.016 | 23.269 | 23.369 | 23.269 | 23.369 | 0.25 | 900 | -0.04364 | 661.3634 | -0.0072155
2017-06-08 15:45 | 15652 | 135.75 | 23.3874 | 23.6 | 0 | 1488.4992 | 833027.0814 | 600244.0367 | 0 | 428667.7067 | 171576.33 | 23.2979 | 23.3979 | 23.2979 | 23.3979 | 0.25 | 900 | -0.039805 | 666.9378 | -0.0066369
2017-06-08 16:00 | 15653 | 136 | 23.4166 | 23.7 | 0 | 1474.5578 | 833027.0814 | 599595.0372 | 0 | 428242.5539 | 171352.4833 | 23.327 | 23.427 | 23.327 | 23.427 | 0.25 | 900 | -0.03597 | 666.2167 | -0.005991
2017-06-08 16:15 | 15654 | 136.25 | 23.4434 | 23.5 | 0 | 1511.5743 | 833027.0814 | 598174.4335 | 0 | 427188.7424 | 170985.6911 | 23.3563 | 23.4563 | 23.3563 | 23.4563 | 0.25 | 900 | -0.029552 | 664.6383 | -0.0049104
2017-06-08 16:30 | 15655 | 136.5 | 23.4683 | 23.3 | 0 | 1493.7854 | 1054199.8844 | 610319.6117 | 0 | 437305.379 | 173014.2327 | 23.3804 | 23.4804 | 23.3804 | 23.4804 | 0.25 | 900 | -0.023135 | 678.1329 | -0.0039222
2017-06-08 16:45 | 15656 | 136.75 | 23.4878 | 23.1 | 0 | 1421.0357 | 1054199.8844 | 605037.8614 | 0 | 432766.6284 | 172271.233 | 23.3996 | 23.4996 | 23.3996 | 23.4996 | 0.25 | 900 | -0.016717 | 672.2643 | -0.0028096
2017-06-08 17:00 | 15657 | 137 | 23.5024 | 22.9 | 0 | 1339.1116 | 1054199.8844 | 582516.4861 | 0 | 413743.7754 | 168772.7107 | 23.4143 | 23.5143 | 23.4143 | 23.5143 | 0.25 | 900 | -0.0103 | 647.2405 | -0.0016666
2017-06-08 17:15 | 15658 | 137.25 | 23.515 | 22.75 | 0 | 1375.0967 | 1054199.8844 | 558023.776 | 0 | 393089.4407 | 164934.3353 | 23.4248 | 23.5248 | 23.4248 | 23.5248 | 0.25 | 900 | -0.0070825 | 620.0264 | -0.0010978
2017-06-08 17:30 | 15659 | 137.5 | 23.5234 | 22.6 | 0 | 1321.2712 | 1330183.6065 | 572003.2885 | 0 | 404808.6532 | 167194.6352 | 23.4321 | 23.5321 | 23.4321 | 23.5321 | 0.25 | 900 | -0.003865 | 635.5592 | -0.00061411
2017-06-08 17:45 | 15660 | 137.75 | 23.5287 | 22.45 | 0 | 1259.9358 | 1330183.6065 | 558370.4155 | 0 | 393355.0026 | 165015.4128 | 23.4365 | 23.5365 | 23.4365 | 23.5365 | 0.25 | 900 | -0.0006475 | 620.4116 | -0.00010043
2017-06-08 18:00 | 15661 | 138 | 23.5313 | 22.3 | 0 | 1181.4003 | 1330183.6065 | 542091.2375 | 0 | 379678.9976 | 162412.2398 | 23.4382 | 23.5382 | 23.4382 | 23.5382 | 0.25 | 900 | 0.00257 | 602.3236 | 0.00038699
2017-06-08 18:15 | 15662 | 138.25 | 23.5733 | 22.025 | 0 | 1126.0881 | 1330183.6065 | 519488.9041 | 0 | 360687.524 | 158801.3801 | 23.4836 | 23.5836 | 23.4836 | 23.5836 | 0.25 | 900 | 0.011832 | 577.2099 | 0.0017075
2017-06-08 18:30 | 15663 | 138.5 | 23.6129 | 21.75 | 0 | 1047.7312 | 1419081.7863 | 501255.986 | 0 | 345290.5492 | 155965.4368 | 23.5221 | 23.6221 | 23.5221 | 23.6221 | 0.25 | 900 | 0.021095 | 556.9511 | 0.0029372
2017-06-08 18:45 | 15664 | 138.75 | 23.6462 | 21.475 | 0 | 991.0065 | 1419081.7863 | 475422.1827 | 0 | 323524.3036 | 151897.8791 | 23.554 | 23.654 | 23.554 | 23.654 | 0.25 | 900 | 0.030357 | 528.2469 | 0.0040091
2017-06-08 19:00 | 15665.5 | 139.0625 | 23.6852 | 20.925 | 0 | 869.186 | 1419081.7863 | 444973.6149 | 0 | 297850.9416 | 147122.6733 | 23.5898 | 23.6898 | 23.5898 | 23.6898 | 0.125 | 450 | 0.03962 | 494.4151 | 0.0024528
2017-06-08 19:15 | 15667.5 | 139.3125 | 23.7034 | 20.375 | 0 | 809.1039 | 1405628.6436 | 420270.6843 | 0 | 277085.6947 | 143184.9896 | 23.6051 | 23.7051 | 23.6051 | 23.7051 | 0.125 | 450 | 0.048965 | 466.9674 | 0.0028641
2017-06-08 19:30 | 15669.5 | 139.5625 | 23.7101 | 19.825 | 0 | 733.9934 | 1392175.501 | 390142.7236 | 0 | 251810.5435 | 138332.1801 | 23.6112 | 23.7112 | 23.6112 | 23.7112 | 0.125 | 450 | 0.05831 | 433.4919 | 0.0031687
2017-06-08 19:45 | 15671.5 | 139.8125 | 23.7082 | 19.275 | 0 | 665.1974 | 1392175.501 | 359859.0664 | 0 | 226398.5354 | 133460.531 | 23.6089 | 23.7089 | 23.6089 | 23.7089 | 0.125 | 450 | 0.067655 | 399.8434 | 0.0033898
2017-06-08 20:00 | 15673.5 | 140.0625 | 23.6985 | 18.7875 | 0 | 618.4033 | 1392175.501 | 333069.2184 | 0 | 203908.7458 | 129160.4725 | 23.5988 | 23.6988 | 23.5988 | 23.6988 | 0.125 | 450 | 0.077 | 370.0769 | 0.0035715
2017-06-08 20:15 | 15675.5 | 140.3125 | 23.6823 | 18.3625 | 0 | 591.8406 | 1384885.2558 | 313863.2477 | 0 | 187776.2724 | 126086.9753 | 23.5824 | 23.6824 | 23.5824 | 23.6824 | 0.125 | 450 | 0.090435 | 348.7369 | 0.0039471
2017-06-08 20:30 | 15677.5 | 140.5625 | 23.6612 | 17.9375 | 0 | 574.407 | 1377595.0107 | 302911.224 | 0 | 178571.7143 | 124339.5097 | 23.561 | 23.661 | 23.561 | 23.661 | 0.125 | 450 | 0.10387 | 336.568 | 0.0043748
2017-06-08 20:45 | 15679.5 | 140.8125 | 23.6355 | 17.5125 | 0 | 565.8932 | 1377595.0107 | 295173.9284 | 0 | 172071.6261 | 123102.3023 | 23.535 | 23.635 | 23.535 | 23.635 | 0.125 | 450 | 0.11731 | 327.971 | 0.0048119
2017-06-08 21:00 | 15681 | 141 | 23.6211 | 17.3 | 0 | 502.9677 | 1377595.0107 | 292559.7386 | 0 | 169875.9224 | 122683.8162 | 23.5209 | 23.6209 | 23.5209 | 23.6209 | 0.25 | 900 | 0.13074 | 325.0664 | 0.010625
2017-06-08 21:15 | 15682 | 141.25 | 23.5867 | 17.275 | 0 | 543.1103 | 1377595.0107 | 289442.0997 | 0 | 167260.8528 | 122181.2469 | 23.4887 | 23.5887 | 23.4887 | 23.5887 | 0.25 | 900 | 0.11943 | 321.6023 | 0.0096026
2017-06-08 21:30 | 15683 | 141.5 | 23.5619 | 17.25 | 0 | 494.9646 | 1264143.4163 | 284997.6756 | 0 | 163538.4508 | 121459.2248 | 23.4578 | 23.5578 | 23.4578 | 23.5578 | 0.25 | 900 | 0.10813 | 316.6641 | 0.0085602
2017-06-08 21:45 | 15684 | 141.75 | 23.5311 | 17.225 | 0 | 499.4766 | 1264143.4163 | 268299.9758 | 0 | 149537.6062 | 118762.3696 | 23.4281 | 23.5281 | 23.4281 | 23.5281 | 0.25 | 900 | 0.096825 | 298.1111 | 0.0072162
2017-06-08 22:00 | 15685 | 142 | 23.4963 | 17.2 | 0 | 479.2504 | 1264143.4163 | 270810.157 | 0 | 151650.9988 | 119159.1582 | 23.3995 | 23.4995 | 23.3995 | 23.4995 | 0.25 | 900 | 0.08552 | 300.9002 | 0.0064332
2017-06-08 22:15 | 15686 | 142.25 | 23.4743 | 16.925 | 0 | 382.4109 | 1264143.4163 | 264564.4543 | 0 | 146420.4396 | 118144.0147 | 23.3721 | 23.4721 | 23.3721 | 23.4721 | 0.25 | 900 | 0.081882 | 293.9605 | 0.0060176
2017-06-08 22:30 | 15687 | 142.5 | 23.4455 | 16.65 | 0 | 368.1274 | 1009469.0009 | 229340.3242 | 0 | 116881.5719 | 112458.7523 | 23.3425 | 23.4425 | 23.3425 | 23.4425 | 0.25 | 900 | 0.078245 | 254.8226 | 0.0049846
2017-06-08 22:45 | 15688 | 142.75 | 23.4144 | 16.375 | 0 | 369.0575 | 1009469.0009 | 223940.662 | 0 | 112356.3835 | 111584.2785 | 23.311 | 23.411 | 23.311 | 23.411 | 0.25 | 900 | 0.074608 | 248.823 | 0.004641
2017-06-08 23:00 | 15689 | 143 | 23.3811 | 16.1 | 0 | 361.2153 | 1009469.0009 | 233522.3346 | 0 | 112248.9538 | 121273.3809 | 23.2777 | 23.3777 | 23.2777 | 23.3777 | 0.25 | 900 | 0.07097 | 259.4693 | 0.0046036
2017-06-08 23:15 | 15690 | 143.25 | 23.3451 | 16.025 | 0 | 310.3456 | 1009469.0009 | 229965.0619 | 0 | 109261.7047 | 120703.3572 | 23.2426 | 23.3426 | 23.2426 | 23.3426 | 0.25 | 900 | 0.063478 | 255.5167 | 0.0040549
2017-06-08 23:30 | 15691 | 143.5 | 23.3077 | 15.95 | 0 | 286.4723 | 787730.259 | 211054.5827 | 0 | 93393.0008 | 117661.5819 | 23.2084 | 23.3084 | 23.2084 | 23.3084 | 0.25 | 900 | 0.055985 | 234.5051 | 0.0032822
2017-06-08 23:45 | 15692 | 143.75 | 23.2776 | 15.875 | 0 | 232.7258 | 787730.259 | 202182.6148 | 0 | 85946.9207 | 116235.6942 | 23.1749 | 23.2749 | 23.1749 | 23.2749 | 0.25 | 900 | 0.048493 | 224.6473 | 0.0027234
2017-06-09 | 15693 | 144 | 23.243 | 15.8 | 0 | 225.0154 | 787730.259 | 182125.4459 | 0 | 69122.3216 | 113003.1244 | 23.1421 | 23.2421 | 23.1421 | 23.2421 | 0.25 | 900 | 0.048493 | 202.3616 | 0.0024533

## Details_2025-07-08
datetime | Unnamed: 0 | sim_time | Zone Air Temperature,LIVING_UNIT1 | Site Outdoor Air Drybulb Temperature,ENVIRONMENT | Zone Air System Sensible Heating Rate,LIVING_UNIT1 | Zone Air System Sensible Cooling Rate,LIVING_UNIT1 | Electricity:Building | Electricity:HVAC | Heating:Electricity | Cooling:Electricity | Fans:Electricity | Zone Thermostat Heating Setpoint Temperature,LIVING_UNIT1 | Zone Thermostat Cooling Setpoint Temperature,LIVING_UNIT1 | Zone Temperature Control,Heating Setpoint,LIVING_UNIT1 | Zone Temperature Control,Cooling Setpoint,LIVING_UNIT1 | dt_hours | dt_seconds | current_price | P_total_W | step_cost_real
2017-07-08 | 18064.5 | 120.0625 | 23.9912 | 16.4 | 0 | 454.9797 | 787730.259 | 215113.5985 | 0 | 44381.4119 | 58498.8825 | 23.8914 | 23.9914 | 23.8914 | 23.9914 | 0.125 | 450 | 0.10597 | 114.3114 | 0.0014133
2017-07-08 00:15 | 18066.5 | 120.3125 | 23.8857 | 16.2 | 0 | 397.499 | 700496.6146 | 210423.1277 | 0 | 92676.5953 | 117746.5324 | 23.7834 | 23.8834 | 23.7834 | 23.8834 | 0.125 | 450 | 0.1027 | 233.8035 | 0.0029971
2017-07-08 00:30 | 18068.5 | 120.5625 | 23.7807 | 16 | 0 | 403.9596 | 613262.9701 | 220950.0147 | 0 | 101502.7439 | 119447.2708 | 23.6784 | 23.7784 | 23.6784 | 23.7784 | 0.125 | 450 | 0.099435 | 245.5 | 0.003046
2017-07-08 00:45 | 18070.5 | 120.8125 | 23.6787 | 15.8 | 0 | 405.5578 | 613262.9701 | 227947.6751 | 0 | 107368.186 | 120579.4891 | 23.5763 | 23.6763 | 23.5763 | 23.6763 | 0.125 | 450 | 0.096168 | 253.2752 | 0.0030436
2017-07-08 01:00 | 18072 | 121 | 23.6263 | 15.7 | 0 | 207.6372 | 613262.9701 | 229080.9874 | 0 | 108321.251 | 120759.7363 | 23.5258 | 23.6258 | 23.5258 | 23.6258 | 0.25 | 900 | 0.0929 | 254.5344 | 0.0059116
2017-07-08 01:15 | 18073 | 121.25 | 23.5276 | 15.35 | 0 | 390.792 | 613262.9701 | 229394.999 | 0 | 108588.7674 | 120806.2316 | 23.4276 | 23.5276 | 23.4276 | 23.5276 | 0.25 | 900 | 0.084925 | 254.8833 | 0.0054115
2017-07-08 01:30 | 18074.5 | 121.5625 | 23.3817 | 14.825 | 0 | 404.9284 | 562337.4017 | 213849.899 | 0 | 102586.5594 | 111263.3396 | 23.2818 | 23.3818 | 23.2818 | 23.3818 | 0.125 | 450 | 0.07695 | 237.611 | 0.0022888
2017-07-08 01:45 | 18076.5 | 121.8125 | 23.2876 | 14.475 | 0 | 339.2662 | 562337.4017 | 197949.7588 | 0 | 90395.1305 | 107554.6284 | 23.1854 | 23.2854 | 23.1854 | 23.2854 | 0.125 | 450 | 0.068975 | 219.9442 | 0.0019035
2017-07-08 02:00 | 18078.5 | 122.0625 | 23.1918 | 14.3 | 0 | 315.9909 | 562337.4017 | 187828.9116 | 0 | 81917.9299 | 105910.9817 | 23.0898 | 23.1898 | 23.0898 | 23.1898 | 0.125 | 450 | 0.061 | 208.6988 | 0.0015907
2017-07-08 02:15 | 18080 | 122.25 | 23.1423 | 14.3 | 0 | 131.6964 | 562337.4017 | 188977.7865 | 0 | 82878.4031 | 106099.3835 | 23.0422 | 23.1422 | 23.0422 | 23.1422 | 0.25 | 900 | 0.063945 | 209.9753 | 0.0033567
2017-07-08 02:30 | 18081 | 122.5 | 23.0594 | 14.3 | 0 | 307.6533 | 545753.3182 | 192018.9982 | 0 | 85421.4322 | 106597.566 | 22.9514 | 23.0514 | 22.9514 | 23.0514 | 0.25 | 900 | 0.06689 | 213.3544 | 0.0035678
2017-07-08 02:45 | 18082.5 | 122.8125 | 22.929 | 14.3 | 0 | 366.9532 | 545753.3182 | 191315.4786 | 0 | 84827.5288 | 106487.9497 | 22.8238 | 22.9238 | 22.8238 | 22.9238 | 0.125 | 450 | 0.069835 | 212.5728 | 0.0018543
2017-07-08 03:00 | 18084 | 123 | 22.8832 | 14.3 | 0 | 153.6408 | 545753.3182 | 193366.1373 | 0 | 86541.5841 | 106824.5531 | 22.7826 | 22.8826 | 22.7826 | 22.8826 | 0.25 | 900 | 0.07278 | 214.8513 | 0.0039092
2017-07-08 03:15 | 18085 | 123.25 | 22.8067 | 14.25 | 0 | 291.4035 | 545753.3182 | 181861.18 | 0 | 76901.6849 | 104959.495 | 22.7042 | 22.8042 | 22.7042 | 22.8042 | 0.25 | 900 | 0.073252 | 202.068 | 0.0037005
2017-07-08 03:30 | 18086 | 123.5 | 22.731 | 14.2 | 0 | 282.2475 | 533363.667 | 184994.0804 | 0 | 79519.225 | 105474.8554 | 22.6288 | 22.7288 | 22.6288 | 22.7288 | 0.25 | 900 | 0.073725 | 205.549 | 0.0037885
2017-07-08 03:45 | 18087 | 123.75 | 22.6585 | 14.15 | 0 | 263.942 | 533363.667 | 182145.1122 | 0 | 77128.86 | 105016.2521 | 22.5565 | 22.6565 | 22.5565 | 22.6565 | 0.25 | 900 | 0.074197 | 202.3835 | 0.0037541
2017-07-08 04:00 | 18088 | 124 | 22.5888 | 14.1 | 0 | 248.1344 | 533363.667 | 176068.4107 | 0 | 72038.3684 | 104030.0423 | 22.487 | 22.587 | 22.487 | 22.587 | 0.25 | 900 | 0.07467 | 195.6316 | 0.003652
2017-07-08 04:15 | 18089 | 124.25 | 22.5207 | 14.05 | 0 | 243.2826 | 533363.667 | 170842.4483 | 0 | 67661.165 | 103181.2832 | 22.4202 | 22.5202 | 22.4202 | 22.5202 | 0.25 | 900 | 0.075292 | 189.8249 | 0.0035731
2017-07-08 04:30 | 18090 | 124.5 | 22.4542 | 14 | 0 | 225.5458 | 566989.6412 | 169500.372 | 0 | 66535.4634 | 102964.9086 | 22.3561 | 22.4561 | 22.3561 | 22.4561 | 0.25 | 900 | 0.075915 | 188.3337 | 0.0035743
2017-07-08 04:45 | 18091 | 124.75 | 22.3934 | 13.95 | 0 | 352.6945 | 566989.6412 | 163529.6514 | 0 | 61535.9331 | 101993.7184 | 22.2943 | 22.3943 | 22.2943 | 22.3943 | 0.25 | 900 | 0.076537 | 181.6996 | 0.0034767
2017-07-08 05:00 | 18092.5 | 125.0625 | 22.3083 | 13.95 | 0 | 631.0787 | 566989.6412 | 234688.7508 | 0 | 121074.3317 | 113614.4191 | 22.2063 | 22.3063 | 22.2063 | 22.3063 | 0.125 | 450 | 0.07716 | 260.7653 | 0.0024967
2017-07-08 05:15 | 18094.5 | 125.3125 | 22.254 | 14.05 | 0 | 798.2843 | 631527.0219 | 292172.398 | 0 | 169145.7818 | 123026.6161 | 22.1511 | 22.2511 | 22.1511 | 22.2511 | 0.125 | 450 | 0.084867 | 324.636 | 0.0034189
2017-07-08 05:30 | 18096.5 | 125.5625 | 22.2025 | 14.15 | 0 | 957.3258 | 696064.4026 | 357935.5521 | 0 | 224112.0868 | 133823.4653 | 22.0995 | 22.1995 | 22.0995 | 22.1995 | 0.125 | 450 | 0.092575 | 397.7062 | 0.0045731
2017-07-08 05:45 | 18098.5 | 125.8125 | 22.1545 | 14.25 | 0 | 1101.2104 | 696064.4026 | 415267.7702 | 0 | 271986.6765 | 143281.0937 | 22.0516 | 22.1516 | 22.0516 | 22.1516 | 0.125 | 450 | 0.10028 | 461.4086 | 0.0057622
2017-07-08 06:00 | 18100.5 | 126.0625 | 22.1097 | 14.5625 | 0 | 1260.5394 | 696064.4026 | 459403.2607 | 0 | 308779.3735 | 150623.8872 | 22.007 | 22.107 | 22.007 | 22.107 | 0.125 | 450 | 0.10799 | 510.4481 | 0.0068696
2017-07-08 06:15 | 18103 | 126.3333 | 22.064 | 15.175 | 0 | 1423.5915 | 787063.995 | 516394.4686 | 0 | 356256.6272 | 160137.8414 | 21.9626 | 22.0626 | 21.9626 | 22.0626 | 0.083333 | 300 | 0.10952 | 573.7716 | 0.0052365
2017-07-08 06:30 | 18106 | 126.5833 | 22.0339 | 15.7 | 0 | 1585.0099 | 832563.7912 | 562556.8733 | 0 | 394673.2149 | 167883.6584 | 21.9335 | 22.0335 | 21.9335 | 22.0335 | 0.083333 | 300 | 0.11105 | 625.0632 | 0.0057842
2017-07-08 06:45 | 18109.5 | 126.8438 | 22.0106 | 16.2688 | 0 | 1706.6866 | 832563.7912 | 604356.5992 | 0 | 429430.782 | 174925.8172 | 21.9109 | 22.0109 | 21.9109 | 22.0109 | 0.0625 | 225 | 0.11257 | 671.5073 | 0.0047198
2017-07-08 07:00 | 18113.5 | 127.0938 | 21.9972 | 16.7188 | 0 | 1785.0655 | 832563.7912 | 635244.2227 | 0 | 455083.6981 | 180160.5245 | 21.8984 | 21.9984 | 21.8984 | 21.9984 | 0.0625 | 225 | 0.1141 | 705.8269 | 0.0050296
2017-07-08 07:15 | 18118 | 127.35 | 21.9907 | 17.165 | 0 | 1875.1872 | 900237.6375 | 658748.1404 | 0 | 474568.5184 | 184179.622 | 21.8925 | 21.9925 | 21.8925 | 21.9925 | 0.05 | 180 | 0.11647 | 731.9424 | 0.0042626
2017-07-08 07:30 | 18123 | 127.6 | 21.9905 | 17.59 | 0 | 1965.201 | 917156.0991 | 682481.9536 | 0 | 494261.3628 | 188220.5909 | 21.8932 | 21.9932 | 21.8932 | 21.9932 | 0.05 | 180 | 0.11885 | 758.3133 | 0.0045063
2017-07-08 07:45 | 18128 | 127.85 | 21.9964 | 18.015 | 0 | 2041.4711 | 917156.0991 | 707300.3858 | 0 | 514851.6365 | 192448.7493 | 21.8999 | 21.9999 | 21.8999 | 21.9999 | 0.05 | 180 | 0.12122 | 785.8893 | 0.0047635
2017-07-08 08:00 | 18133 | 128.1 | 22.0083 | 18.52 | 0 | 1985.3606 | 917156.0991 | 727384.692 | 0 | 531483.442 | 195901.25 | 21.9125 | 22.0125 | 21.9125 | 22.0125 | 0.05 | 180 | 0.1236 | 808.2052 | 0.0049947
2017-07-08 08:15 | 18138 | 128.35 | 22.0269 | 19.045 | 0 | 2012.5823 | 825159.4752 | 710435.4474 | 0 | 517256.2871 | 193179.1603 | 21.932 | 22.032 | 21.932 | 22.032 | 0.05 | 180 | 0.1177 | 789.3727 | 0.0046455
2017-07-08 08:30 | 18143 | 128.6 | 22.0525 | 19.57 | 0 | 2068.9371 | 802160.3193 | 717786.5895 | 0 | 523311.9058 | 194474.6837 | 21.9585 | 22.0585 | 21.9585 | 22.0585 | 0.05 | 180 | 0.1118 | 797.5407 | 0.0044583
2017-07-08 08:45 | 18148 | 128.85 | 22.0849 | 20.095 | 0 | 2124.1017 | 802160.3193 | 733897.0549 | 0 | 536695.5448 | 197201.5101 | 21.9918 | 22.0918 | 21.9918 | 22.0918 | 0.05 | 180 | 0.1059 | 815.4412 | 0.0043178
2017-07-08 09:00 | 18153 | 129.1 | 22.124 | 20.66 | 0 | 2131.8055 | 802160.3193 | 750172.2067 | 0 | 550241.2939 | 199930.9128 | 22.0318 | 22.1318 | 22.0318 | 22.1318 | 0.05 | 180 | 0.1 | 833.5247 | 0.0041676
2017-07-08 09:15 | 18158 | 129.35 | 22.1702 | 21.235 | 0 | 2166.6818 | 764848.0924 | 754014.0919 | 0 | 553448.2933 | 200565.7986 | 22.079 | 22.179 | 22.079 | 22.179 | 0.05 | 180 | 0.093387 | 837.7934 | 0.003912
2017-07-08 09:30 | 18163 | 129.6 | 22.2234 | 21.81 | 0 | 2204.3755 | 755520.0357 | 767314.9267 | 0 | 564761.7276 | 202553.1991 | 22.1333 | 22.2333 | 22.1333 | 22.2333 | 0.05 | 180 | 0.086775 | 852.5721 | 0.0036991
2017-07-08 09:45 | 18168 | 129.85 | 22.2836 | 22.385 | 0 | 2235.4249 | 755520.0357 | 784083.0281 | 0 | 579346.7286 | 204736.2995 | 22.1947 | 22.2947 | 22.1947 | 22.2947 | 0.05 | 180 | 0.080162 | 871.2034 | 0.0034919
2017-07-08 10:00 | 18173 | 130.1 | 22.3511 | 22.78 | 0 | 2251.8461 | 755520.0357 | 800140.7041 | 0 | 593469.5104 | 206671.1937 | 22.2628 | 22.3628 | 22.2628 | 22.3628 | 0.05 | 180 | 0.07355 | 889.0452 | 0.0032695
2017-07-08 10:15 | 18177.5 | 130.3438 | 22.4166 | 23.1125 | 0 | 2273.3986 | 767408.184 | 809224.7003 | 0 | 601561.2531 | 207663.4472 | 22.3307 | 22.4307 | 22.3307 | 22.4307 | 0.0625 | 225 | 0.070332 | 899.1386 | 0.0039518
2017-07-08 10:30 | 18181.5 | 130.5938 | 22.4894 | 23.4625 | 0 | 2273.2825 | 771370.9002 | 819122.608 | 0 | 610319.4002 | 208803.2078 | 22.4045 | 22.5045 | 22.4045 | 22.5045 | 0.0625 | 225 | 0.067115 | 910.1362 | 0.0038169
2017-07-08 10:45 | 18185.5 | 130.8438 | 22.5657 | 23.8125 | 0 | 2270.7367 | 771370.9002 | 823128.6487 | 0 | 614165.2125 | 208963.4362 | 22.4806 | 22.5806 | 22.4806 | 22.5806 | 0.0625 | 225 | 0.063897 | 914.5874 | 0.0036524
2017-07-08 11:00 | 18189 | 131.0833 | 22.6343 | 24.0667 | 0 | 2290.7425 | 771370.9002 | 824782.9052 | 0 | 616014.1707 | 208768.7345 | 22.5524 | 22.6524 | 22.5524 | 22.6524 | 0.083333 | 300 | 0.06068 | 916.4255 | 0.0046341
2017-07-08 11:15 | 18192 | 131.3333 | 22.712 | 24.3167 | 0 | 2246.2261 | 780284.7464 | 826747.9492 | 0 | 618086.4965 | 208661.4527 | 22.6315 | 22.7315 | 22.6315 | 22.7315 | 0.083333 | 300 | 0.058658 | 918.6088 | 0.0044903
2017-07-08 11:30 | 18195 | 131.5833 | 22.7913 | 24.5667 | 0 | 2219.3612 | 784741.6695 | 824079.779 | 0 | 616246.6063 | 207833.1727 | 22.7109 | 22.8109 | 22.7109 | 22.8109 | 0.083333 | 300 | 0.056635 | 915.6442 | 0.0043215
2017-07-08 11:45 | 18197.5 | 131.8125 | 22.8536 | 24.775 | 0 | 2161.1146 | 784741.6695 | 820147.8354 | 0 | 613286.5781 | 206861.2573 | 22.7773 | 22.8773 | 22.7773 | 22.8773 | 0.125 | 450 | 0.054613 | 911.2754 | 0.006222
2017-07-08 12:00 | 18199.5 | 132.0625 | 22.9292 | 24.975 | 0 | 2156.8106 | 784741.6695 | 820564.9668 | 0 | 614034.6269 | 206530.3399 | 22.8572 | 22.9572 | 22.8572 | 22.9572 | 0.125 | 450 | 0.05259 | 911.7389 | 0.0059922
2017-07-08 12:15 | 18201.5 | 132.3125 | 23.0084 | 25.125 | 0 | 2140.5153 | 779625.9931 | 815360.3313 | 0 | 609989.2611 | 205371.0703 | 22.9363 | 23.0363 | 22.9363 | 23.0363 | 0.125 | 450 | 0.049868 | 905.9559 | 0.0056509
2017-07-08 12:30 | 18203 | 132.5 | 23.0483 | 25.2 | 0 | 2284.2512 | 774510.3167 | 807482.0029 | 0 | 603505.853 | 203976.1499 | 22.9755 | 23.0755 | 22.9755 | 23.0755 | 0.25 | 900 | 0.047145 | 897.2022 | 0.010575
2017-07-08 12:45 | 18204 | 132.75 | 23.1066 | 25.35 | 0 | 2149.8071 | 774510.3167 | 801817.3352 | 0 | 599016.188 | 202801.1472 | 23.0523 | 23.1523 | 23.0523 | 23.1523 | 0.25 | 900 | 0.044422 | 890.9082 | 0.0098941
2017-07-08 13:00 | 18205.5 | 133.0625 | 23.2259 | 25.5375 | 0 | 2085.0588 | 774510.3167 | 808266.5284 | 0 | 604807.0543 | 203459.4742 | 23.1646 | 23.2646 | 23.1646 | 23.2646 | 0.125 | 450 | 0.0417 | 898.0739 | 0.004682
2017-07-08 13:15 | 18207.5 | 133.3125 | 23.3093 | 25.6125 | 0 | 2190.158 | 767780.3955 | 813571.6072 | 0 | 609503.1981 | 204068.4091 | 23.2371 | 23.3371 | 23.2371 | 23.3371 | 0.125 | 450 | 0.040872 | 903.9685 | 0.0046157
2017-07-08 13:30 | 18210 | 133.5833 | 23.3959 | 25.7 | 0 | 2304.3477 | 761050.4743 | 826828.6073 | 0 | 620881.664 | 205946.9434 | 23.3184 | 23.4184 | 23.3184 | 23.4184 | 0.083333 | 300 | 0.040045 | 918.6985 | 0.0030658
2017-07-08 13:45 | 18213.5 | 133.8438 | 23.4751 | 25.7812 | 0 | 2315.0525 | 761050.4743 | 843480.004 | 0 | 635098.2788 | 208381.7252 | 23.3907 | 23.4907 | 23.3907 | 23.4907 | 0.0625 | 225 | 0.039218 | 937.2 | 0.0022963
2017-07-08 14:00 | 18217 | 134.0833 | 23.532 | 25.95 | 0 | 2421.9845 | 761050.4743 | 863423.848 | 0 | 649324.8519 | 214098.9961 | 23.4497 | 23.5497 | 23.4497 | 23.5497 | 0.083333 | 300 | 0.03839 | 959.3598 | 0.0030692
2017-07-08 14:15 | 18220.5 | 134.3438 | 23.6023 | 26.1938 | 0 | 2460.2589 | 764473.778 | 895467.2916 | 0 | 672221.4224 | 223245.8692 | 23.5192 | 23.6192 | 23.5192 | 23.6192 | 0.0625 | 225 | 0.038965 | 994.9637 | 0.0024216
2017-07-08 14:30 | 18224.5 | 134.5938 | 23.6666 | 26.4187 | 0 | 2520.7153 | 765614.8792 | 918541.2579 | 0 | 691034.0482 | 227507.2097 | 23.5841 | 23.6841 | 23.5841 | 23.6841 | 0.0625 | 225 | 0.03954 | 1020.6014 | 0.0025212
2017-07-08 14:45 | 18228.5 | 134.8438 | 23.7308 | 26.6438 | 0 | 2584.2885 | 765614.8792 | 937705.4239 | 0 | 707592.7575 | 230112.6664 | 23.6497 | 23.7497 | 23.6497 | 23.7497 | 0.0625 | 225 | 0.040115 | 1041.8949 | 0.0026113
2017-07-08 15:00 | 18231 | 135 | 23.7469 | 26.7 | 0 | 2644.9355 | 765614.8792 | 942431.7193 | 0 | 711678.6638 | 230753.0555 | 23.6661 | 23.7661 | 23.6661 | 23.7661 | 0.25 | 900 | 0.04069 | 1047.1464 | 0.010652
2017-07-08 15:15 | 18234 | 135.35 | 23.8583 | 26.61 | 0 | 2668.5673 | 819544.641 | 992446.2082 | 0 | 754264.3488 | 238181.8594 | 23.7816 | 23.8816 | 23.7816 | 23.8816 | 0.05 | 180 | 0.044823 | 1102.718 | 0.0024713
2017-07-08 15:30 | 18239 | 135.6 | 23.9256 | 26.56 | 0 | 2716.0563 | 833027.0814 | 976198.5326 | 0 | 742010.5806 | 234187.952 | 23.8394 | 23.9394 | 23.8394 | 23.9394 | 0.05 | 180 | 0.048955 | 1084.665 | 0.002655
2017-07-08 15:45 | 18244 | 135.85 | 23.9801 | 26.51 | 0 | 2743.4286 | 833027.0814 | 967082.8885 | 0 | 739547.0224 | 227535.8661 | 23.8929 | 23.9929 | 23.8929 | 23.9929 | 0.05 | 180 | 0.053088 | 1074.5365 | 0.0028522
2017-07-08 16:00 | 18247.5 | 136.0625 | 24.0078 | 26.5 | 0 | 2802.38 | 833027.0814 | 964231.2518 | 0 | 738266.9863 | 225964.2655 | 23.9277 | 24.0277 | 23.9277 | 24.0277 | 0.125 | 450 | 0.05722 | 1071.3681 | 0.007664
2017-07-08 16:15 | 18249.5 | 136.3125 | 24.0482 | 26.5 | 0 | 2842.4681 | 943613.4829 | 975813.6172 | 0 | 747936.7831 | 227876.8341 | 23.9749 | 24.0749 | 23.9749 | 24.0749 | 0.125 | 450 | 0.061547 | 1084.2374 | 0.0083338
2017-07-08 16:30 | 18251.5 | 136.5625 | 24.093 | 26.5 | 0 | 2860.391 | 1054199.8844 | 986444.6547 | 0 | 756864.1454 | 229580.5093 | 24.0194 | 24.1194 | 24.0194 | 24.1194 | 0.125 | 450 | 0.065875 | 1096.0496 | 0.0090271
2017-07-08 16:45 | 18253.5 | 136.8125 | 24.1353 | 26.5 | 0 | 2848.9642 | 1054199.8844 | 979955.3033 | 0 | 751337.3543 | 228617.949 | 24.0613 | 24.1613 | 24.0613 | 24.1613 | 0.125 | 450 | 0.070203 | 1088.8392 | 0.0095572
2017-07-08 17:00 | 18257 | 137.1 | 24.1981 | 26.38 | 0 | 2901.9654 | 1054199.8844 | 969693.8318 | 0 | 742634.3038 | 227059.5279 | 24.1122 | 24.2122 | 24.1122 | 24.2122 | 0.05 | 180 | 0.07453 | 1077.4376 | 0.0040151
2017-07-08 17:15 | 18262 | 137.35 | 24.2363 | 26.23 | 0 | 2923.474 | 1274986.8621 | 976391.3764 | 0 | 748097.1051 | 228294.2712 | 24.1464 | 24.2464 | 24.1464 | 24.2464 | 0.05 | 180 | 0.076923 | 1084.8793 | 0.0041726
2017-07-08 17:30 | 18266.5 | 137.5938 | 24.2635 | 26.0875 | 0 | 2920.6082 | 1330183.6065 | 976548.0292 | 0 | 748015.7131 | 228532.3161 | 24.1743 | 24.2743 | 24.1743 | 24.2743 | 0.0625 | 225 | 0.079315 | 1085.0534 | 0.0053791
2017-07-08 17:45 | 18270.5 | 137.8438 | 24.2894 | 25.9375 | 0 | 2906.909 | 1330183.6065 | 970927.7919 | 0 | 743059.2706 | 227868.5212 | 24.1993 | 24.2993 | 24.1993 | 24.2993 | 0.0625 | 225 | 0.081707 | 1078.8087 | 0.0055098
2017-07-08 18:00 | 18274.5 | 138.0938 | 24.3107 | 25.825 | 0 | 2961.5704 | 1330183.6065 | 962812.5545 | 0 | 736007.4236 | 226805.1309 | 24.2201 | 24.3201 | 24.2201 | 24.3201 | 0.0625 | 225 | 0.0841 | 1069.7917 | 0.0056239
2017-07-08 18:15 | 18278.5 | 138.3438 | 24.3287 | 25.725 | 0 | 2957.1312 | 1396857.2413 | 975470.2415 | 0 | 746572.8182 | 228897.4233 | 24.2376 | 24.3376 | 24.2376 | 24.3376 | 0.0625 | 225 | 0.089485 | 1083.8558 | 0.0060598
2017-07-08 18:30 | 18282.5 | 138.5938 | 24.3438 | 25.625 | 0 | 2876.9231 | 1419081.7863 | 975771.4117 | 0 | 746784.5597 | 228986.852 | 24.2522 | 24.3522 | 24.2522 | 24.3522 | 0.0625 | 225 | 0.09487 | 1084.1905 | 0.0064293
2017-07-08 18:45 | 18286.5 | 138.8438 | 24.3561 | 25.525 | 0 | 2770.2274 | 1419081.7863 | 957522.3432 | 0 | 731384.7999 | 226137.5433 | 24.2641 | 24.3641 | 24.2641 | 24.3641 | 0.0625 | 225 | 0.10025 | 1063.9137 | 0.006669
2017-07-08 19:00 | 18290.5 | 139.0938 | 24.3661 | 25.2375 | 0 | 2648.448 | 1419081.7863 | 933181.295 | 0 | 710868.5477 | 222312.7473 | 24.2735 | 24.3735 | 24.2735 | 24.3735 | 0.0625 | 225 | 0.10564 | 1036.8681 | 0.006849
2017-07-08 19:15 | 18294.5 | 139.3438 | 24.3705 | 24.8875 | 0 | 2509.6553 | 1398902.0723 | 901554.9151 | 0 | 683955.4697 | 217599.4454 | 24.2771 | 24.3771 | 24.2771 | 24.3771 | 0.0625 | 225 | 0.11048 | 1001.7277 | 0.0069209
2017-07-08 19:30 | 18298.5 | 139.5938 | 24.3684 | 24.5375 | 0 | 2380.9389 | 1392175.501 | 862733.8484 | 0 | 650893.9798 | 211839.8686 | 24.2743 | 24.3743 | 24.2743 | 24.3743 | 0.0625 | 225 | 0.11531 | 958.5932 | 0.0069139
2017-07-08 19:45 | 18302.5 | 139.8438 | 24.3603 | 24.1875 | 0 | 2240.507 | 1392175.501 | 825872.7975 | 0 | 619497.4204 | 206375.3771 | 24.2653 | 24.3653 | 24.2653 | 24.3653 | 0.0625 | 225 | 0.12015 | 917.6364 | 0.0068955
2017-07-08 20:00 | 18306.5 | 140.0938 | 24.3465 | 23.6875 | 0 | 2099.5287 | 1392175.501 | 785254.6737 | 0 | 584967.6569 | 200287.0168 | 24.2508 | 24.3508 | 24.2508 | 24.3508 | 0.0625 | 225 | 0.12498 | 872.5052 | 0.0068215
2017-07-08 20:15 | 18310.5 | 140.3438 | 24.3251 | 23.1375 | 0 | 1948.1806 | 1381240.1333 | 742244.1646 | 0 | 548305.3163 | 193938.8483 | 24.2285 | 24.3285 | 24.2285 | 24.3285 | 0.0625 | 225 | 0.12518 | 824.7157 | 0.0064584
2017-07-08 20:30 | 18314.5 | 140.5938 | 24.2955 | 22.5875 | 0 | 1839.4109 | 1377595.0107 | 695161.2874 | 0 | 508229.834 | 186931.4534 | 24.1983 | 24.2983 | 24.1983 | 24.2983 | 0.0625 | 225 | 0.12537 | 772.4014 | 0.0060593
2017-07-08 20:45 | 18318 | 140.8333 | 24.2613 | 22.0833 | 0 | 1756.7544 | 1377595.0107 | 662786.9285 | 0 | 480606.2613 | 182180.6672 | 24.1639 | 24.2639 | 24.1639 | 24.2639 | 0.083333 | 300 | 0.12557 | 736.4299 | 0.0077058
2017-07-08 21:00 | 18321 | 141.0833 | 24.2179 | 21.6167 | 0 | 1697.8144 | 1377595.0107 | 635762.5832 | 0 | 457477.9412 | 178284.642 | 24.1201 | 24.2201 | 24.1201 | 24.2201 | 0.083333 | 300 | 0.12576 | 706.4029 | 0.0074031
2017-07-08 21:15 | 18324 | 141.3333 | 24.1697 | 21.1917 | 0 | 1637.2753 | 1301960.6145 | 613086.2138 | 0 | 438097.1383 | 174989.0755 | 24.0714 | 24.1714 | 24.0714 | 24.1714 | 0.083333 | 300 | 0.12368 | 681.2069 | 0.007021
2017-07-08 21:30 | 18327 | 141.5833 | 24.1174 | 20.7667 | 0 | 1586.9134 | 1264143.4163 | 594199.4578 | 0 | 421991.3638 | 172208.0941 | 24.0187 | 24.1187 | 24.0187 | 24.1187 | 0.083333 | 300 | 0.1216 | 660.2216 | 0.0066902
2017-07-08 21:45 | 18330 | 141.8333 | 24.0659 | 20.3417 | 0 | 1535.9416 | 1264143.4163 | 579415.1728 | 0 | 409527.9535 | 169887.2192 | 23.9669 | 24.0669 | 23.9669 | 24.0669 | 0.083333 | 300 | 0.11952 | 643.7946 | 0.0064122
2017-07-08 22:00 | 18333 | 142.0833 | 24.0391 | 20.1 | 0 | 1409.6936 | 1264143.4163 | 565094.3659 | 0 | 397543.9382 | 167550.4277 | 23.9403 | 24.0403 | 23.9403 | 24.0403 | 0.083333 | 300 | 0.11744 | 627.8826 | 0.0061449
2017-07-08 22:15 | 18335.5 | 142.3125 | 24.0264 | 19.975 | 0 | 1319.7021 | 1136806.2086 | 536826.5599 | 0 | 373894.2294 | 162932.3305 | 23.9274 | 24.0274 | 23.9274 | 24.0274 | 0.125 | 450 | 0.11349 | 596.474 | 0.0084862
2017-07-08 22:30 | 18337.5 | 142.5625 | 24.0098 | 19.825 | 0 | 1229.9875 | 1009469.0009 | 499500.9319 | 0 | 342668.1267 | 156832.8052 | 23.9107 | 24.0107 | 23.9107 | 24.0107 | 0.125 | 450 | 0.10954 | 555.001 | 0.0076135
2017-07-08 22:45 | 18339.5 | 142.8125 | 23.9921 | 19.675 | 0 | 1157.8361 | 1009469.0009 | 475044.3932 | 0 | 322205.6882 | 152838.705 | 23.8927 | 23.9927 | 23.8927 | 23.9927 | 0.125 | 450 | 0.10559 | 527.8271 | 0.0069769
2017-07-08 23:00 | 18341.5 | 143.0625 | 23.9732 | 19.45 | 0 | 1065.4812 | 1009469.0009 | 454623.2922 | 0 | 305117.1313 | 149506.1609 | 23.8735 | 23.9735 | 23.8735 | 23.9735 | 0.125 | 450 | 0.10164 | 505.137 | 0.0064271
2017-07-08 23:15 | 18343.5 | 143.3125 | 23.9521 | 19.15 | 0 | 970.6836 | 898599.63 | 426756.5666 | 0 | 281798.0694 | 144958.4972 | 23.8522 | 23.9522 | 23.8522 | 23.9522 | 0.125 | 450 | 0.10083 | 474.174 | 0.0059932
2017-07-08 23:30 | 18345.5 | 143.5625 | 23.9279 | 18.85 | 0 | 901.1776 | 787730.259 | 397206.1186 | 0 | 257070.1128 | 140136.0058 | 23.8277 | 23.9277 | 23.8277 | 23.9277 | 0.125 | 450 | 0.10003 | 441.3401 | 0.0055289
2017-07-08 23:45 | 18347.5 | 143.8125 | 23.9009 | 18.55 | 0 | 840.959 | 787730.259 | 375785.5103 | 0 | 239147.066 | 136638.4443 | 23.8004 | 23.9004 | 23.8004 | 23.9004 | 0.125 | 450 | 0.099218 | 417.5395 | 0.0051874
2017-07-09 | 18349 | 144 | 23.8861 | 18.4 | 0 | 753.6396 | 787730.259 | 366006.4738 | 0 | 230965.3092 | 135041.1645 | 23.7861 | 23.8861 | 23.7861 | 23.8861 | 0.25 | 900 | 0.099218 | 406.6739 | 0.010087

## Details_2025-08-05
datetime | Unnamed: 0 | sim_time | Zone Air Temperature,LIVING_UNIT1 | Site Outdoor Air Drybulb Temperature,ENVIRONMENT | Zone Air System Sensible Heating Rate,LIVING_UNIT1 | Zone Air System Sensible Cooling Rate,LIVING_UNIT1 | Electricity:Building | Electricity:HVAC | Heating:Electricity | Cooling:Electricity | Fans:Electricity | Zone Thermostat Heating Setpoint Temperature,LIVING_UNIT1 | Zone Thermostat Cooling Setpoint Temperature,LIVING_UNIT1 | Zone Temperature Control,Heating Setpoint,LIVING_UNIT1 | Zone Temperature Control,Cooling Setpoint,LIVING_UNIT1 | dt_hours | dt_seconds | current_price | P_total_W | step_cost_real
2017-08-05 | 21078 | 120 | 24.0473 | 20.3 | 0 | 760.6769 | 787730.259 | 359356.3457 | 0 | 0 | 0 | 23.9486 | 24.0486 | 23.9486 | 24.0486 | 0.25 | 900 | 0.01414 | 0 | 0
2017-08-05 00:15 | 21079 | 120.25 | 23.9905 | 20.35 | 0 | 786.0195 | 787730.259 | 342598.4889 | 0 | 211517.5914 | 131080.8975 | 23.8891 | 23.9891 | 23.8891 | 23.9891 | 0.25 | 900 | 0.013455 | 380.665 | 0.0012805
2017-08-05 00:30 | 21080 | 120.5 | 23.9347 | 20.4 | 0 | 730.0685 | 613262.9701 | 354396.1192 | 0 | 221439.3314 | 132956.7878 | 23.8335 | 23.9335 | 23.8335 | 23.9335 | 0.25 | 900 | 0.01277 | 393.7735 | 0.0012571
2017-08-05 00:45 | 21081 | 120.75 | 23.8826 | 20.45 | 0 | 725.7846 | 613262.9701 | 339343.5975 | 0 | 208859.1942 | 130484.4033 | 23.7815 | 23.8815 | 23.7815 | 23.8815 | 0.25 | 900 | 0.012085 | 377.0484 | 0.0011392
2017-08-05 01:00 | 21082 | 121 | 23.8341 | 20.5 | 0 | 710.3728 | 613262.9701 | 340477.6707 | 0 | 209830.2198 | 130647.4509 | 23.733 | 23.833 | 23.733 | 23.833 | 0.25 | 900 | 0.0114 | 378.3085 | 0.0010782
2017-08-05 01:15 | 21083 | 121.25 | 23.7847 | 20.5 | 0 | 679.7731 | 613262.9701 | 337596.9509 | 0 | 207431.9237 | 130165.0272 | 23.6879 | 23.7879 | 23.6879 | 23.7879 | 0.25 | 900 | 0.011492 | 375.1077 | 0.0010777
2017-08-05 01:30 | 21084 | 121.5 | 23.7431 | 20.5 | 0 | 641.7964 | 562337.4017 | 329323.614 | 0 | 200510.9513 | 128812.6626 | 23.6451 | 23.7451 | 23.6451 | 23.7451 | 0.25 | 900 | 0.011585 | 365.9151 | 0.0010598
2017-08-05 01:45 | 21085 | 121.75 | 23.7019 | 20.5 | 0 | 620.1373 | 562337.4017 | 318195.7899 | 0 | 191196.8968 | 126998.8931 | 23.6045 | 23.7045 | 23.6045 | 23.7045 | 0.25 | 900 | 0.011678 | 353.5509 | 0.0010321
2017-08-05 02:00 | 21086 | 122 | 23.665 | 20.5 | 0 | 590.571 | 562337.4017 | 312549.0097 | 0 | 186476.8732 | 126072.1365 | 23.5661 | 23.6661 | 23.5661 | 23.6661 | 0.25 | 900 | 0.01177 | 347.2767 | 0.0010219
2017-08-05 02:15 | 21087 | 122.25 | 23.6287 | 20.35 | 0 | 566.7061 | 562337.4017 | 304012.3997 | 0 | 179335.6616 | 124676.7381 | 23.5297 | 23.6297 | 23.5297 | 23.6297 | 0.25 | 900 | 0.013277 | 337.7916 | 0.0011213
2017-08-05 02:30 | 21088 | 122.5 | 23.592 | 20.2 | 0 | 544.0004 | 545753.3182 | 296855.3376 | 0 | 173350.7793 | 123504.5583 | 23.493 | 23.593 | 23.493 | 23.593 | 0.25 | 900 | 0.014785 | 329.8393 | 0.0012192
2017-08-05 02:45 | 21089 | 122.75 | 23.555 | 20.05 | 0 | 523.2616 | 545753.3182 | 290252.7525 | 0 | 167835.5444 | 122417.2081 | 23.456 | 23.556 | 23.456 | 23.556 | 0.25 | 900 | 0.016293 | 322.5031 | 0.0013136
2017-08-05 03:00 | 21090 | 123 | 23.5177 | 19.9 | 0 | 504.2566 | 545753.3182 | 284563.4112 | 0 | 163091.0878 | 121472.3234 | 23.4186 | 23.5186 | 23.4186 | 23.5186 | 0.25 | 900 | 0.0178 | 316.1816 | 0.001407
2017-08-05 03:15 | 21091 | 123.25 | 23.4826 | 19.975 | 0 | 489.2232 | 545753.3182 | 279687.6677 | 0 | 159032.7335 | 120654.9341 | 23.381 | 23.481 | 23.381 | 23.481 | 0.25 | 900 | 0.023447 | 310.7641 | 0.0018217
2017-08-05 03:30 | 21092 | 123.5 | 23.4472 | 20.05 | 0 | 459.8078 | 533363.667 | 277070.6783 | 0 | 156870.9555 | 120199.7227 | 23.3464 | 23.4464 | 23.3464 | 23.4464 | 0.25 | 900 | 0.029095 | 307.8563 | 0.0022393
2017-08-05 03:45 | 21093 | 123.75 | 23.4208 | 20.125 | 0 | 438.3383 | 533363.667 | 269019.1728 | 0 | 150147.4254 | 118871.7474 | 23.3148 | 23.4148 | 23.3148 | 23.4148 | 0.25 | 900 | 0.034743 | 298.9102 | 0.0025962
2017-08-05 04:00 | 21094 | 124 | 23.3899 | 20.2 | 0 | 440.077 | 533363.667 | 263204.8854 | 0 | 145294.1188 | 117910.7666 | 23.286 | 23.386 | 23.286 | 23.386 | 0.25 | 900 | 0.04039 | 292.4499 | 0.002953
2017-08-05 04:15 | 21095 | 124.25 | 23.3584 | 19.85 | 0 | 428.4142 | 533363.667 | 265992.9989 | 0 | 147652.6721 | 118340.3268 | 23.2598 | 23.3598 | 23.2598 | 23.3598 | 0.25 | 900 | 0.03859 | 295.5478 | 0.0028513
2017-08-05 04:30 | 21096 | 124.5 | 23.3288 | 19.5 | 0 | 412.2789 | 566989.6412 | 262059.5096 | 0 | 144367.1999 | 117692.3097 | 23.2297 | 23.3297 | 23.2297 | 23.3297 | 0.25 | 900 | 0.03679 | 291.1772 | 0.0026781
2017-08-05 04:45 | 21097 | 124.75 | 23.2953 | 19.15 | 0 | 405.6489 | 566989.6412 | 255935.716 | 0 | 139239.7643 | 116695.9517 | 23.196 | 23.296 | 23.196 | 23.296 | 0.25 | 900 | 0.03499 | 284.373 | 0.0024876
2017-08-05 05:00 | 21098 | 125 | 23.2569 | 18.8 | 0 | 395.5231 | 566989.6412 | 253375.5676 | 0 | 137101.0699 | 116274.4977 | 23.159 | 23.259 | 23.159 | 23.259 | 0.25 | 900 | 0.03319 | 281.5284 | 0.002336
2017-08-05 05:15 | 21099 | 125.25 | 23.2164 | 18.575 | 0 | 415.9218 | 566989.6412 | 249482.3091 | 0 | 133842.284 | 115640.0251 | 23.1189 | 23.2189 | 23.1189 | 23.2189 | 0.25 | 900 | 0.03496 | 277.2026 | 0.0024228
2017-08-05 05:30 | 21100 | 125.5 | 23.1755 | 18.35 | 0 | 461.9384 | 696064.4026 | 267438.307 | 0 | 140770.1478 | 126668.1593 | 23.0776 | 23.1776 | 23.0776 | 23.1776 | 0.25 | 900 | 0.03673 | 297.1537 | 0.0027286
2017-08-05 05:45 | 21101 | 125.75 | 23.1338 | 18.125 | 0 | 536.4391 | 696064.4026 | 285503.3504 | 0 | 155937.7041 | 129565.6463 | 23.0353 | 23.1353 | 23.0353 | 23.1353 | 0.25 | 900 | 0.0385 | 317.2259 | 0.0030533
2017-08-05 06:00 | 21102 | 126 | 23.0911 | 17.9 | 0 | 635.8198 | 696064.4026 | 314298.7199 | 0 | 180107.0247 | 134191.6951 | 22.992 | 23.092 | 22.992 | 23.092 | 0.25 | 900 | 0.04027 | 349.2208 | 0.0035158
2017-08-05 06:15 | 21103 | 126.25 | 23.0539 | 18.225 | 0 | 771.2489 | 696064.4026 | 351955.3932 | 0 | 211704.298 | 140251.0952 | 22.9478 | 23.0478 | 22.9478 | 23.0478 | 0.25 | 900 | 0.040565 | 391.0615 | 0.0039659
2017-08-05 06:30 | 21104 | 126.5 | 23.0162 | 18.55 | 0 | 928.7385 | 832563.7912 | 403362.401 | 0 | 254823.4729 | 148538.9281 | 22.9103 | 23.0103 | 22.9103 | 23.0103 | 0.25 | 900 | 0.04086 | 448.1804 | 0.0045782
2017-08-05 06:45 | 21105.5 | 126.8125 | 22.9697 | 19.0375 | 0 | 1149.8192 | 832563.7912 | 485198.9054 | 0 | 323906.2009 | 161292.7045 | 22.867 | 22.967 | 22.867 | 22.967 | 0.125 | 450 | 0.041155 | 539.1099 | 0.0027644
2017-08-05 07:00 | 21107 | 127 | 22.9539 | 19.2 | 0 | 1153.2947 | 832563.7912 | 508674.9068 | 0 | 344052.3197 | 164622.587 | 22.8546 | 22.9546 | 22.8546 | 22.9546 | 0.25 | 900 | 0.04145 | 565.1943 | 0.0058568
2017-08-05 07:15 | 21108.5 | 127.3125 | 22.9265 | 19.575 | 0 | 1349.6788 | 874859.9451 | 559403.4935 | 0 | 393664.8005 | 165738.693 | 22.8289 | 22.9289 | 22.8289 | 22.9289 | 0.125 | 450 | 0.039773 | 621.5594 | 0.0030842
2017-08-05 07:30 | 21110 | 127.5 | 22.9201 | 19.7 | 0 | 1381.8255 | 917156.0991 | 575606.7441 | 0 | 407218.3908 | 168388.3533 | 22.8219 | 22.9219 | 22.8219 | 22.9219 | 0.25 | 900 | 0.038095 | 639.563 | 0.006091
2017-08-05 07:45 | 21111 | 127.75 | 22.9068 | 19.95 | 0 | 1470.1992 | 917156.0991 | 607280.4892 | 0 | 433687.1472 | 173593.342 | 22.8124 | 22.9124 | 22.8124 | 22.9124 | 0.25 | 900 | 0.036417 | 674.7561 | 0.0061432
2017-08-05 08:00 | 21112 | 128 | 22.9018 | 20.2 | 0 | 1508.045 | 917156.0991 | 630685.4183 | 0 | 453233.4381 | 177451.9802 | 22.8072 | 22.9072 | 22.8072 | 22.9072 | 0.25 | 900 | 0.03474 | 700.7616 | 0.0060861
2017-08-05 08:15 | 21113 | 128.25 | 22.9033 | 20.525 | 0 | 1405.9462 | 917156.0991 | 641555.9275 | 0 | 462290.1052 | 179265.8223 | 22.8061 | 22.9061 | 22.8061 | 22.9061 | 0.25 | 900 | 0.026472 | 712.8399 | 0.0047177
2017-08-05 08:30 | 21114 | 128.5 | 22.907 | 20.85 | 0 | 1438.5482 | 802160.3193 | 605136.5498 | 0 | 431702.0468 | 173434.503 | 22.8102 | 22.9102 | 22.8102 | 22.9102 | 0.25 | 900 | 0.018205 | 672.3739 | 0.0030601
2017-08-05 08:45 | 21115 | 128.75 | 22.9154 | 21.175 | 0 | 1471.8441 | 802160.3193 | 614326.3706 | 0 | 439346.277 | 174980.0937 | 22.8192 | 22.9192 | 22.8192 | 22.9192 | 0.25 | 900 | 0.0099375 | 682.5849 | 0.0016958
2017-08-05 09:00 | 21116 | 129 | 22.9285 | 21.5 | 0 | 1507.1857 | 802160.3193 | 623983.2183 | 0 | 447430.7794 | 176552.4388 | 22.8331 | 22.9331 | 22.8331 | 22.9331 | 0.25 | 900 | 0.00167 | 693.3147 | 0.00028946
2017-08-05 09:15 | 21117 | 129.25 | 22.9443 | 21.525 | 0 | 1474.5792 | 802160.3193 | 635512.3966 | 0 | 457284.2383 | 178228.1583 | 22.8515 | 22.9515 | 22.8515 | 22.9515 | 0.25 | 900 | 0.000615 | 706.1249 | 0.00010857
2017-08-05 09:30 | 21118 | 129.5 | 22.9619 | 21.55 | 0 | 1492.6922 | 755520.0357 | 625854.8825 | 0 | 449159.619 | 176695.2635 | 22.8694 | 22.9694 | 22.8694 | 22.9694 | 0.25 | 900 | -0.00044 | 695.3943 | -7.6493e-05
2017-08-05 09:45 | 21119 | 129.75 | 22.9791 | 21.575 | 0 | 1536.2804 | 755520.0357 | 628341.377 | 0 | 451210.6719 | 177130.7051 | 22.8867 | 22.9867 | 22.8867 | 22.9867 | 0.25 | 900 | -0.001495 | 698.1571 | -0.00026094
2017-08-05 10:00 | 21120 | 130 | 22.9958 | 21.6 | 0 | 1571.1729 | 755520.0357 | 639101.0461 | 0 | 460195.554 | 178905.4921 | 22.9035 | 23.0035 | 22.9035 | 23.0035 | 0.25 | 900 | -0.00255 | 710.1123 | -0.0004527
2017-08-05 10:15 | 21121 | 130.25 | 23.0152 | 21.9 | 0 | 1612.9548 | 755520.0357 | 646901.592 | 0 | 466698.9022 | 180202.6898 | 22.9198 | 23.0198 | 22.9198 | 23.0198 | 0.25 | 900 | -0.0035575 | 718.7795 | -0.00063926
2017-08-05 10:30 | 21122 | 130.5 | 23.0347 | 22.2 | 0 | 1652.5704 | 771370.9002 | 658801.0987 | 0 | 476859.2785 | 181941.8202 | 22.9403 | 23.0403 | 22.9403 | 23.0403 | 0.25 | 900 | -0.004565 | 732.0012 | -0.0008354
2017-08-05 10:45 | 21123 | 130.75 | 23.0579 | 22.5 | 0 | 1650.4111 | 771370.9002 | 670400.5585 | 0 | 486781.8039 | 183618.7547 | 22.9646 | 23.0646 | 22.9646 | 23.0646 | 0.25 | 900 | -0.0055725 | 744.8895 | -0.0010377
2017-08-05 11:00 | 21124.5 | 131.0625 | 23.1014 | 22.975 | 0 | 1595.2824 | 771370.9002 | 664894.6421 | 0 | 482462.2291 | 182432.4129 | 23.0088 | 23.1088 | 23.0088 | 23.1088 | 0.125 | 450 | -0.00658 | 738.7718 | -0.00060786
2017-08-05 11:15 | 21126 | 131.25 | 23.1188 | 23.15 | 0 | 1658.0886 | 771370.9002 | 661342.5491 | 0 | 479582.8042 | 181759.7449 | 23.0247 | 23.1247 | 23.0247 | 23.1247 | 0.25 | 900 | -0.008485 | 734.8251 | -0.0015587
2017-08-05 11:30 | 21127.5 | 131.5625 | 23.173 | 23.675 | 0 | 1511.9481 | 784741.6695 | 646560.4054 | 0 | 467551.3365 | 179009.0689 | 23.0811 | 23.1811 | 23.0811 | 23.1811 | 0.125 | 450 | -0.01039 | 718.4005 | -0.00093369
2017-08-05 11:45 | 21129.5 | 131.8125 | 23.2165 | 24.025 | 0 | 1483.9554 | 784741.6695 | 634908.0124 | 0 | 458046.6807 | 176861.3317 | 23.1236 | 23.2236 | 23.1236 | 23.2236 | 0.125 | 450 | -0.012295 | 705.4533 | -0.0010847
2017-08-05 12:00 | 21131 | 132 | 23.2393 | 24.2 | 0 | 1552.3851 | 784741.6695 | 630219.8371 | 0 | 454255.9334 | 175963.9037 | 23.1459 | 23.2459 | 23.1459 | 23.2459 | 0.25 | 900 | -0.0142 | 700.2443 | -0.0024859
2017-08-05 12:15 | 21132 | 132.25 | 23.2842 | 24.475 | 0 | 1414.4403 | 784741.6695 | 613788.1046 | 0 | 440732.7563 | 173055.3483 | 23.1942 | 23.2942 | 23.1942 | 23.2942 | 0.25 | 900 | -0.019475 | 681.9868 | -0.0033204
2017-08-05 12:30 | 21133 | 132.5 | 23.3347 | 24.75 | 0 | 1363.0529 | 774510.3167 | 597732.2302 | 0 | 427447.3043 | 170284.9259 | 23.245 | 23.345 | 23.245 | 23.345 | 0.25 | 900 | -0.02475 | 664.1469 | -0.0041094
2017-08-05 12:45 | 21134 | 132.75 | 23.3874 | 25.025 | 0 | 1321.8802 | 774510.3167 | 582660.9258 | 0 | 414994.8058 | 167666.12 | 23.298 | 23.398 | 23.298 | 23.398 | 0.25 | 900 | -0.030025 | 647.401 | -0.0048596
2017-08-05 13:00 | 21135 | 133 | 23.4422 | 25.3 | 0 | 1294.6769 | 774510.3167 | 571193.7939 | 0 | 405573.55 | 165620.2439 | 23.3531 | 23.4531 | 23.3531 | 23.4531 | 0.25 | 900 | -0.0353 | 634.6598 | -0.0056009
2017-08-05 13:15 | 21136 | 133.25 | 23.4974 | 25.4 | 0 | 1277.5731 | 774510.3167 | 564403.1346 | 0 | 400089.7019 | 164313.4327 | 23.4103 | 23.5103 | 23.4103 | 23.5103 | 0.25 | 900 | -0.032915 | 627.1146 | -0.0051604
2017-08-05 13:30 | 21137.5 | 133.5625 | 23.5821 | 25.55 | 0 | 1315.6486 | 761050.4743 | 558030.17 | 0 | 394871.4309 | 163158.7391 | 23.4934 | 23.5934 | 23.4934 | 23.5934 | 0.125 | 450 | -0.03053 | 620.0335 | -0.0023666
2017-08-05 13:45 | 21140.5 | 133.8438 | 23.6549 | 25.675 | 0 | 1485.969 | 761050.4743 | 601479.9244 | 0 | 431669.8439 | 169810.0805 | 23.5607 | 23.6607 | 23.5607 | 23.6607 | 0.0625 | 225 | -0.028145 | 668.311 | -0.0011737
2017-08-05 14:00 | 21145.5 | 134.1042 | 23.7136 | 25.7417 | 0 | 1514.761 | 761050.4743 | 625059.2232 | 0 | 451677.928 | 173381.2953 | 23.6176 | 23.7176 | 23.6176 | 23.7176 | 0.041667 | 150 | -0.02576 | 694.5102 | -0.00074585
2017-08-05 14:15 | 21152 | 134.3571 | 23.7658 | 25.7929 | 0 | 1554.9244 | 764962.8213 | 637206.5943 | 0 | 461987.6301 | 175218.9642 | 23.6692 | 23.7692 | 23.6692 | 23.7692 | 0.035714 | 128.5714 | -0.022995 | 708.0073 | -0.00058156
2017-08-05 14:30 | 21158.5 | 134.6042 | 23.8126 | 25.8417 | 0 | 1583.7063 | 765614.8792 | 648248.7179 | 0 | 471352.3714 | 176896.3465 | 23.7166 | 23.8166 | 23.7166 | 23.8166 | 0.041667 | 150 | -0.02023 | 720.2764 | -0.00060748
2017-08-05 14:45 | 21164 | 134.85 | 23.8571 | 25.89 | 0 | 1605.4389 | 765614.8792 | 655983.9985 | 0 | 477922.9103 | 178061.0883 | 23.7618 | 23.8618 | 23.7618 | 23.8618 | 0.05 | 180 | -0.017465 | 728.8711 | -0.00063649
2017-08-05 15:00 | 21168.5 | 135.0938 | 23.8988 | 25.8813 | 0 | 1631.027 | 765614.8792 | 661103.7233 | 0 | 482282.6799 | 178821.0434 | 23.8046 | 23.9046 | 23.8046 | 23.9046 | 0.0625 | 225 | -0.0147 | 734.5597 | -0.00067479
2017-08-05 15:15 | 21171.5 | 135.3125 | 23.9284 | 25.8625 | 0 | 1546.2506 | 799320.9803 | 665389.9645 | 0 | 485892.6936 | 179497.2708 | 23.8366 | 23.9366 | 23.8366 | 23.9366 | 0.125 | 450 | -0.014563 | 739.3222 | -0.0013454
2017-08-05 15:30 | 21174 | 135.5833 | 23.976 | 25.8333 | 0 | 1457.1958 | 833027.0814 | 632973.7286 | 0 | 458477.029 | 174496.6996 | 23.8833 | 23.9833 | 23.8833 | 23.9833 | 0.083333 | 300 | -0.014425 | 703.3041 | -0.00084543
2017-08-05 15:45 | 21178.5 | 135.8542 | 24.0228 | 25.8042 | 0 | 1382.2446 | 833027.0814 | 595006.6568 | 0 | 426367.0472 | 168639.6097 | 23.9263 | 24.0263 | 23.9263 | 24.0263 | 0.041667 | 150 | -0.014287 | 661.1185 | -0.00039304
2017-08-05 16:00 | 21184.5 | 136.1042 | 24.0573 | 25.6542 | 0 | 1403.3162 | 833027.0814 | 577639.2173 | 0 | 411657.9121 | 165981.3052 | 23.9602 | 24.0602 | 23.9602 | 24.0602 | 0.041667 | 150 | -0.01415 | 641.8214 | -0.00037876
2017-08-05 16:15 | 21190 | 136.35 | 24.0853 | 25.485 | 0 | 1399.6407 | 1009965.3238 | 577495.0482 | 0 | 411386.5976 | 166108.4507 | 23.9885 | 24.0885 | 23.9885 | 24.0885 | 0.05 | 180 | -0.01104 | 641.6612 | -0.0003542
2017-08-05 16:30 | 21194.5 | 136.5938 | 24.1081 | 25.3188 | 0 | 1382.3889 | 1054199.8844 | 572350.74 | 0 | 406892.8978 | 165457.8422 | 24.0117 | 24.1117 | 24.0117 | 24.1117 | 0.0625 | 225 | -0.00793 | 635.9453 | -0.00031526
2017-08-05 16:45 | 21197.5 | 136.8125 | 24.1216 | 25.1875 | 0 | 1453.556 | 1054199.8844 | 568102.8644 | 0 | 401146.6832 | 166956.1812 | 24.027 | 24.127 | 24.027 | 24.127 | 0.125 | 450 | -0.00482 | 631.2254 | -0.00038042
2017-08-05 17:00 | 21199 | 137 | 24.1295 | 25.1 | 0 | 1557.0552 | 1054199.8844 | 565779.7869 | 0 | 397063.8587 | 168715.9282 | 24.0365 | 24.1365 | 24.0365 | 24.1365 | 0.25 | 900 | -0.00171 | 628.6442 | -0.00026875
2017-08-05 17:15 | 21200.5 | 137.3125 | 24.1456 | 24.9125 | 0 | 1670.5091 | 1192191.7455 | 634593.839 | 0 | 450741.8252 | 183852.0138 | 24.0568 | 24.1568 | 24.0568 | 24.1568 | 0.125 | 450 | -0.000955 | 705.1043 | -8.401e-05
2017-08-05 17:30 | 21203 | 137.5833 | 24.1619 | 24.7667 | 0 | 1677.4312 | 1330183.6065 | 656357.4791 | 0 | 468920.8829 | 187436.5961 | 24.0683 | 24.1683 | 24.0683 | 24.1683 | 0.083333 | 300 | -0.0002 | 729.2861 | -1.2155e-05
2017-08-05 17:45 | 21206 | 137.8333 | 24.1695 | 24.6417 | 0 | 1616.9918 | 1330183.6065 | 647979.9549 | 0 | 461744.5844 | 186235.3704 | 24.0751 | 24.1751 | 24.0751 | 24.1751 | 0.083333 | 300 | 0.000555 | 719.9777 | 3.3299e-05
2017-08-05 18:00 | 21208.5 | 138.0625 | 24.1721 | 24.475 | 0 | 1626.3908 | 1330183.6065 | 634468.2591 | 0 | 450274.1214 | 184194.1378 | 24.0787 | 24.1787 | 24.0787 | 24.1787 | 0.125 | 450 | 0.00131 | 704.9647 | 0.00011554
2017-08-05 18:15 | 21210.5 | 138.3125 | 24.1728 | 24.225 | 0 | 1561.9793 | 1374632.6964 | 632585.5734 | 0 | 448527.0184 | 184058.5549 | 24.0796 | 24.1796 | 24.0796 | 24.1796 | 0.125 | 450 | 0.015548 | 702.8729 | 0.001365
2017-08-05 18:30 | 21213 | 138.5833 | 24.1704 | 23.9333 | 0 | 1407.9104 | 1419081.7863 | 599375.7149 | 0 | 422239.9309 | 177135.784 | 24.0752 | 24.1752 | 24.0752 | 24.1752 | 0.083333 | 300 | 0.029785 | 665.973 | 0.001653
2017-08-05 18:45 | 21217 | 138.85 | 24.1632 | 23.65 | 0 | 1293.1517 | 1419081.7863 | 550591.6452 | 0 | 386222.6326 | 164369.0126 | 24.0656 | 24.1656 | 24.0656 | 24.1656 | 0.05 | 180 | 0.044022 | 611.7685 | 0.0013466
2017-08-05 19:00 | 21222 | 139.1 | 24.1512 | 23.48 | 0 | 1208.3184 | 1419081.7863 | 516631.6188 | 0 | 358585.7384 | 158045.8804 | 24.053 | 24.153 | 24.053 | 24.153 | 0.05 | 180 | 0.05826 | 574.0351 | 0.0016722
2017-08-05 19:15 | 21226.5 | 139.3438 | 24.137 | 23.3375 | 0 | 1115.44 | 1398902.0723 | 491862.156 | 0 | 337686.121 | 154176.035 | 24.0389 | 24.1389 | 24.0389 | 24.1389 | 0.0625 | 225 | 0.063973 | 546.5135 | 0.0021869
2017-08-05 19:30 | 21230 | 139.5833 | 24.1218 | 23.2 | 0 | 1042.1247 | 1392175.501 | 464962.06 | 0 | 315018.2119 | 149943.8481 | 24.0238 | 24.1238 | 24.0238 | 24.1238 | 0.083333 | 300 | 0.069685 | 516.6245 | 0.0030001
2017-08-05 19:45 | 21233 | 139.8333 | 24.1039 | 23.05 | 0 | 988.2926 | 1392175.501 | 440617.3855 | 0 | 294494.6918 | 146122.6937 | 24.0059 | 24.1059 | 24.0059 | 24.1059 | 0.083333 | 300 | 0.075398 | 489.5749 | 0.0030761
2017-08-05 20:00 | 21235.5 | 140.0625 | 24.0878 | 22.8 | 0 | 953.2584 | 1392175.501 | 425325.3201 | 0 | 281595.606 | 143729.714 | 23.9897 | 24.0897 | 23.9897 | 24.0897 | 0.125 | 450 | 0.08111 | 472.5837 | 0.0047977
2017-08-05 20:15 | 21237.5 | 140.3125 | 24.0651 | 22.4 | 0 | 891.9174 | 1384885.2558 | 406399.1042 | 0 | 265583.973 | 140815.1311 | 23.967 | 24.067 | 23.967 | 24.067 | 0.125 | 450 | 0.084135 | 451.5546 | 0.0047572
2017-08-05 20:30 | 21239.5 | 140.5625 | 24.0503 | 22 | 0 | 806.1425 | 1377595.0107 | 387259.8797 | 0 | 249347.0869 | 137912.7928 | 23.9521 | 24.0521 | 23.9521 | 24.0521 | 0.125 | 450 | 0.08716 | 430.2888 | 0.0046949
2017-08-05 20:45 | 21241.5 | 140.8125 | 24.0484 | 21.6 | 0 | 754.3986 | 1377595.0107 | 367271.1231 | 0 | 232423.3554 | 134847.7676 | 23.95 | 24.05 | 23.95 | 24.05 | 0.125 | 450 | 0.090185 | 408.079 | 0.0046099
2017-08-05 21:00 | 21243.5 | 141.0625 | 24.0487 | 21.1625 | 0 | 700.6711 | 1377595.0107 | 345042.3522 | 0 | 213650.1944 | 131392.1578 | 23.95 | 24.05 | 23.95 | 24.05 | 0.125 | 450 | 0.09321 | 383.3804 | 0.0044762
2017-08-05 21:15 | 21245.5 | 141.3125 | 24.0471 | 20.6875 | 0 | 655.1618 | 1320869.2135 | 324677.9418 | 0 | 196483.6317 | 128194.3102 | 23.9481 | 24.0481 | 23.9481 | 24.0481 | 0.125 | 450 | 0.092497 | 360.7533 | 0.0041793
2017-08-05 21:30 | 21247.5 | 141.5625 | 24.0402 | 20.2125 | 0 | 619.0189 | 1264143.4163 | 307818.2001 | 0 | 182333.1496 | 125485.0505 | 23.9408 | 24.0408 | 23.9408 | 24.0408 | 0.125 | 450 | 0.091785 | 342.0202 | 0.0039302
2017-08-05 21:45 | 21249.5 | 141.8125 | 24.0266 | 19.7375 | 0 | 588.1548 | 1264143.4163 | 294711.9708 | 0 | 171376.7112 | 123335.2596 | 23.9268 | 24.0268 | 23.9268 | 24.0268 | 0.125 | 450 | 0.091073 | 327.4577 | 0.0037327
2017-08-05 22:00 | 21251 | 142 | 24.0179 | 19.5 | 0 | 535.6991 | 1264143.4163 | 288891.7435 | 0 | 166512.3074 | 122379.4361 | 23.9183 | 24.0183 | 23.9183 | 24.0183 | 0.25 | 900 | 0.09036 | 320.9908 | 0.0072512
2017-08-05 22:15 | 21252 | 142.25 | 23.9943 | 19.25 | 0 | 491.8529 | 1264143.4163 | 280068.3886 | 0 | 159141.7455 | 120926.6431 | 23.8953 | 23.9953 | 23.8953 | 23.9953 | 0.25 | 900 | 0.0874 | 311.1871 | 0.0067994
2017-08-05 22:30 | 21253.5 | 142.5625 | 23.9564 | 18.875 | 0 | 452.1351 | 1009469.0009 | 249172.857 | 0 | 133292.0453 | 115880.8117 | 23.8563 | 23.9563 | 23.8563 | 23.9563 | 0.125 | 450 | 0.08444 | 276.8587 | 0.0029275
2017-08-05 22:45 | 21255.5 | 142.8125 | 23.9283 | 18.625 | 0 | 414.4854 | 1009469.0009 | 236286.0833 | 0 | 122509.3945 | 113776.6888 | 23.8279 | 23.9279 | 23.8279 | 23.9279 | 0.125 | 450 | 0.08148 | 262.5401 | 0.0026786
2017-08-05 23:00 | 21257 | 143 | 23.9132 | 18.5 | 0 | 339.1415 | 1009469.0009 | 230175.2461 | 0 | 117396.8408 | 112778.4053 | 23.8132 | 23.9132 | 23.8132 | 23.9132 | 0.25 | 900 | 0.07852 | 255.7503 | 0.0050204
2017-08-05 23:15 | 21258 | 143.25 | 23.8798 | 18.2 | 0 | 328.6825 | 1009469.0009 | 224742.2286 | 0 | 112850.2171 | 111892.0115 | 23.7819 | 23.8819 | 23.7819 | 23.8819 | 0.25 | 900 | 0.078077 | 249.7136 | 0.0048743
2017-08-05 23:30 | 21259 | 143.5 | 23.8459 | 17.9 | 0 | 286.5917 | 787730.259 | 201850.9444 | 0 | 93683.7926 | 108167.1518 | 23.7482 | 23.8482 | 23.7482 | 23.8482 | 0.25 | 900 | 0.077635 | 224.2788 | 0.004353
2017-08-05 23:45 | 21260 | 143.75 | 23.8099 | 17.6 | 0 | 257.7222 | 787730.259 | 187280.4162 | 0 | 81481.2685 | 105799.1477 | 23.7123 | 23.8123 | 23.7123 | 23.8123 | 0.25 | 900 | 0.077192 | 208.0894 | 0.0040157
2017-08-06 | 21261 | 144 | 23.7718 | 17.3 | 0 | 230.2847 | 787730.259 | 177083.1333 | 0 | 72941.6535 | 104141.4797 | 23.6743 | 23.7743 | 23.6743 | 23.7743 | 0.25 | 900 | 0.077192 | 196.759 | 0.0037971

## Details_2025-09-24
datetime | Unnamed: 0 | sim_time | Zone Air Temperature,LIVING_UNIT1 | Site Outdoor Air Drybulb Temperature,ENVIRONMENT | Zone Air System Sensible Heating Rate,LIVING_UNIT1 | Zone Air System Sensible Cooling Rate,LIVING_UNIT1 | Electricity:Building | Electricity:HVAC | Heating:Electricity | Cooling:Electricity | Fans:Electricity | Zone Thermostat Heating Setpoint Temperature,LIVING_UNIT1 | Zone Thermostat Cooling Setpoint Temperature,LIVING_UNIT1 | Zone Temperature Control,Heating Setpoint,LIVING_UNIT1 | Zone Temperature Control,Cooling Setpoint,LIVING_UNIT1 | dt_hours | dt_seconds | current_price | P_total_W | step_cost_real
2017-09-24 | 23549 | 120 | 22.4008 | 12.2 | 0 | 35.9851 | 787730.259 | 90000 | 0 | 0 | 0 | 22.35 | 22.45 | 22.35 | 22.45 | 0.25 | 900 | 0.0734 | 0 | 0
2017-09-24 00:15 | 23550 | 120.25 | 22.3186 | 12.075 | 19.0067 | 0 | 787730.259 | 90000 | 0 | 0 | 90000 | 22.3159 | 22.4159 | 22.3159 | 22.4159 | 0.25 | 900 | 0.072238 | 100 | 0.0018059
2017-09-24 00:30 | 23551 | 120.5 | 22.2728 | 11.95 | 99.7659 | 0 | 613262.9701 | 107228.3573 | 15424.2008 | 0 | 91804.1564 | 22.2822 | 22.3822 | 22.2822 | 22.3822 | 0.25 | 900 | 0.071075 | 119.1426 | 0.002117
2017-09-24 00:45 | 23552 | 120.75 | 22.239 | 11.825 | 130.7101 | 0 | 613262.9701 | 132875.5562 | 38379.0429 | 0 | 94496.5133 | 22.2488 | 22.3488 | 22.2488 | 22.3488 | 0.25 | 900 | 0.069913 | 147.6395 | 0.0025805
2017-09-24 01:00 | 23553 | 121 | 22.2059 | 11.7 | 170.4922 | 0 | 613262.9701 | 142956.7078 | 47394.7972 | 0 | 95561.9106 | 22.2157 | 22.3157 | 22.2157 | 22.3157 | 0.25 | 900 | 0.06875 | 158.8408 | 0.0027301
2017-09-24 01:15 | 23554 | 121.25 | 22.1828 | 11.725 | 207.7195 | 0 | 613262.9701 | 155720.1634 | 58807.5925 | 0 | 96912.5709 | 22.1829 | 22.2829 | 22.1829 | 22.2829 | 0.25 | 900 | 0.068698 | 173.0224 | 0.0029716
2017-09-24 01:30 | 23555 | 121.5 | 22.152 | 11.75 | 213.3993 | 0 | 562337.4017 | 167279.6283 | 69153.6001 | 0 | 98126.0282 | 22.1518 | 22.2518 | 22.1518 | 22.2518 | 0.25 | 900 | 0.068645 | 185.8663 | 0.0031897
2017-09-24 01:45 | 23556 | 121.75 | 22.1229 | 11.775 | 242.5322 | 0 | 562337.4017 | 168791.2214 | 70508.6821 | 0 | 98282.5393 | 22.1223 | 22.2223 | 22.1223 | 22.2223 | 0.25 | 900 | 0.068593 | 187.5458 | 0.0032161
2017-09-24 02:00 | 23557 | 122 | 22.0953 | 11.8 | 262.1065 | 0 | 562337.4017 | 177663.8767 | 78451.3501 | 0 | 99212.5267 | 22.0944 | 22.1944 | 22.0944 | 22.1944 | 0.25 | 900 | 0.06854 | 197.4043 | 0.0033825
2017-09-24 02:15 | 23558 | 122.25 | 22.0774 | 11.725 | 286.8826 | 0 | 562337.4017 | 183554.4987 | 83725.8183 | 0 | 99828.6804 | 22.068 | 22.168 | 22.068 | 22.168 | 0.25 | 900 | 0.070078 | 203.9494 | 0.0035731
2017-09-24 02:30 | 23559 | 122.5 | 22.0515 | 11.65 | 282.826 | 0 | 545753.3182 | 191589.5548 | 90907.3141 | 0 | 100682.2406 | 22.042 | 22.142 | 22.042 | 22.142 | 0.25 | 900 | 0.071615 | 212.8773 | 0.0038113
2017-09-24 02:45 | 23560 | 122.75 | 22.0262 | 11.575 | 301.2853 | 0 | 545753.3182 | 190494.3197 | 89917.9183 | 0 | 100576.4014 | 22.0165 | 22.1165 | 22.0165 | 22.1165 | 0.25 | 900 | 0.073152 | 211.6604 | 0.0038709
2017-09-24 03:00 | 23561 | 123 | 22.0012 | 11.5 | 308.7056 | 0 | 545753.3182 | 196488.6721 | 95271.5032 | 0 | 101217.1689 | 21.9914 | 22.0914 | 21.9914 | 22.0914 | 0.25 | 900 | 0.07469 | 218.3207 | 0.0040766
2017-09-24 03:15 | 23562 | 123.25 | 21.9712 | 11.575 | 315.1161 | 0 | 545753.3182 | 199069.9721 | 97570.7411 | 0 | 101499.231 | 21.9667 | 22.0667 | 21.9667 | 22.0667 | 0.25 | 900 | 0.07274 | 221.1889 | 0.0040223
2017-09-24 03:30 | 23563 | 123.5 | 21.9484 | 11.65 | 339.8285 | 0 | 533363.667 | 200594.3184 | 98944.6741 | 0 | 101649.6443 | 21.9439 | 22.0439 | 21.9439 | 22.0439 | 0.25 | 900 | 0.07079 | 222.8826 | 0.0039445
2017-09-24 03:45 | 23564 | 123.75 | 21.9274 | 11.725 | 348.7278 | 0 | 533363.667 | 207907.7398 | 105498.6843 | 0 | 102409.0554 | 21.9228 | 22.0228 | 21.9228 | 22.0228 | 0.25 | 900 | 0.06884 | 231.0086 | 0.0039757
2017-09-24 04:00 | 23565 | 124 | 21.9083 | 11.8 | 363.3326 | 0 | 533363.667 | 210243.448 | 107599.7323 | 0 | 102643.7157 | 21.9033 | 22.0033 | 21.9033 | 22.0033 | 0.25 | 900 | 0.06689 | 233.6038 | 0.0039064
2017-09-24 04:15 | 23566 | 124.25 | 21.8902 | 11.875 | 363.5746 | 0 | 533363.667 | 214331.885 | 111269.7835 | 0 | 103062.1015 | 21.8855 | 21.9855 | 21.8855 | 21.9855 | 0.25 | 900 | 0.063473 | 238.1465 | 0.0037789
2017-09-24 04:30 | 23567 | 124.5 | 21.8708 | 11.95 | 401.2252 | 0 | 566989.6412 | 213983.797 | 110969.7291 | 0 | 103014.0679 | 21.8693 | 21.9693 | 21.8693 | 21.9693 | 0.25 | 900 | 0.060055 | 237.7598 | 0.0035697
2017-09-24 04:45 | 23568 | 124.75 | 21.8568 | 12.025 | 428.7461 | 0 | 566989.6412 | 225061.2521 | 120896.8943 | 0 | 104164.3578 | 21.8545 | 21.9545 | 21.8545 | 21.9545 | 0.25 | 900 | 0.056638 | 250.0681 | 0.0035408
2017-09-24 05:00 | 23569 | 125 | 21.8437 | 12.1 | 443.8742 | 0 | 566989.6412 | 233093.3951 | 128099.8584 | 0 | 104993.5367 | 21.8412 | 21.9412 | 21.8412 | 21.9412 | 0.25 | 900 | 0.05322 | 258.9927 | 0.0034459
2017-09-24 05:15 | 23570 | 125.25 | 21.8489 | 12.15 | 428.8537 | 0 | 566989.6412 | 237252.0578 | 131836.3074 | 0 | 105415.7504 | 21.8292 | 21.9292 | 21.8292 | 21.9292 | 0.25 | 900 | 0.052875 | 263.6134 | 0.0034846
2017-09-24 05:30 | 23571 | 125.5 | 21.8372 | 12.2 | 374.1428 | 0 | 696064.4026 | 232603.5052 | 127683.1348 | 0 | 104920.3704 | 21.8183 | 21.9183 | 21.8183 | 21.9183 | 0.25 | 900 | 0.05253 | 258.4483 | 0.0033941
2017-09-24 05:45 | 23572 | 125.75 | 21.8268 | 12.25 | 334.432 | 0 | 696064.4026 | 215361.7824 | 112253.0448 | 0 | 103108.7376 | 21.8084 | 21.9084 | 21.8084 | 21.9084 | 0.25 | 900 | 0.052185 | 239.2909 | 0.0031218
2017-09-24 06:00 | 23573 | 126 | 21.8149 | 12.3 | 301.7645 | 0 | 696064.4026 | 202958.6641 | 101153.7788 | 0 | 101804.8853 | 21.7994 | 21.8994 | 21.7994 | 21.8994 | 0.25 | 900 | 0.05184 | 225.5096 | 0.0029226
2017-09-24 06:15 | 23574 | 126.25 | 21.7897 | 12.2 | 272.3206 | 0 | 696064.4026 | 192673.2277 | 91949.4905 | 0 | 100723.7372 | 21.7914 | 21.8914 | 21.7914 | 21.8914 | 0.25 | 900 | 0.060443 | 214.0814 | 0.0032349
2017-09-24 06:30 | 23575 | 126.5 | 21.7809 | 12.1 | 306.4531 | 0 | 832563.7912 | 183863.6292 | 84048.567 | 0 | 99815.0621 | 21.7827 | 21.8827 | 21.7827 | 21.8827 | 0.25 | 900 | 0.069045 | 204.2929 | 0.0035264
2017-09-24 06:45 | 23576 | 126.75 | 21.7702 | 12 | 207.7694 | 0 | 832563.7912 | 194939.346 | 93953.294 | 0 | 100986.052 | 21.7734 | 21.8734 | 21.7734 | 21.8734 | 0.25 | 900 | 0.077647 | 216.5993 | 0.0042046
2017-09-24 07:00 | 23577 | 127 | 21.759 | 11.9 | 135.9072 | 0 | 832563.7912 | 165019.7254 | 67156.7462 | 0 | 97862.9792 | 21.7635 | 21.8635 | 21.7635 | 21.8635 | 0.25 | 900 | 0.08625 | 183.3553 | 0.0039536
2017-09-24 07:15 | 23578 | 127.25 | 21.7543 | 12.075 | 79.8555 | 0 | 832563.7912 | 143169.8704 | 47590.4851 | 0 | 95579.3853 | 21.753 | 21.853 | 21.753 | 21.853 | 0.25 | 900 | 0.093955 | 159.0776 | 0.0037365
2017-09-24 07:30 | 23579 | 127.5 | 21.7457 | 12.25 | 31.6413 | 0 | 917156.0991 | 125255.4557 | 31563.4986 | 0 | 93691.9571 | 21.7447 | 21.8447 | 21.7447 | 21.8447 | 0.25 | 900 | 0.10166 | 139.1727 | 0.0035371
2017-09-24 07:45 | 23580 | 127.75 | 21.7384 | 12.425 | 0 | 30.3002 | 917156.0991 | 109691.4429 | 17633.5643 | 0 | 92057.8787 | 21.7387 | 21.8387 | 21.7387 | 21.8387 | 0.25 | 900 | 0.10937 | 121.8794 | 0.0033323
2017-09-24 08:00 | 23581 | 128 | 21.781 | 12.6 | 0 | 30.449 | 917156.0991 | 90000 | 0 | 0 | 90000 | 21.7348 | 21.8348 | 21.7348 | 21.8348 | 0.25 | 900 | 0.11707 | 100 | 0.0029267
2017-09-24 08:15 | 23582 | 128.25 | 21.7927 | 12.725 | 0 | 28.6656 | 917156.0991 | 90000 | 0 | 0 | 90000 | 21.7329 | 21.8329 | 21.7329 | 21.8329 | 0.25 | 900 | 0.10799 | 100 | 0.0026997
2017-09-24 08:30 | 23583 | 128.5 | 21.8316 | 12.85 | 0 | 44.5234 | 802160.3193 | 90000 | 0 | 0 | 90000 | 21.7324 | 21.8324 | 21.7324 | 21.8324 | 0.25 | 900 | 0.09891 | 100 | 0.0024727
2017-09-24 08:45 | 23584 | 128.75 | 21.8366 | 12.975 | 0 | 216.9021 | 802160.3193 | 95443.5832 | 0 | 4540.6469 | 90902.9364 | 21.7333 | 21.8333 | 21.7333 | 21.8333 | 0.25 | 900 | 0.08983 | 106.0484 | 0.0023816
2017-09-24 09:00 | 23585 | 129 | 21.839 | 13.1 | 0 | 308.1725 | 802160.3193 | 154462.994 | 0 | 53767.2296 | 100695.7645 | 21.7356 | 21.8356 | 21.7356 | 21.8356 | 0.25 | 900 | 0.08075 | 171.6255 | 0.0034647
2017-09-24 09:15 | 23586.5 | 129.3125 | 21.8414 | 13.625 | 0 | 427.083 | 778840.1775 | 197531.2739 | 0 | 89666.7462 | 107864.5277 | 21.7427 | 21.8427 | 21.7427 | 21.8427 | 0.125 | 450 | 0.076813 | 219.4792 | 0.0020984
2017-09-24 09:30 | 23588.5 | 129.5625 | 21.8518 | 13.975 | 0 | 531.7832 | 755520.0357 | 227517.3591 | 0 | 114645.0616 | 112872.2974 | 21.7518 | 21.8518 | 21.7518 | 21.8518 | 0.125 | 450 | 0.072875 | 252.7971 | 0.0022911
2017-09-24 09:45 | 23590.5 | 129.8125 | 21.8643 | 14.325 | 0 | 608.0591 | 755520.0357 | 258608.7673 | 0 | 140538.2995 | 118070.4678 | 21.7646 | 21.8646 | 21.7646 | 21.8646 | 0.125 | 450 | 0.068937 | 287.3431 | 0.0024673
2017-09-24 10:00 | 23592 | 130 | 21.8715 | 14.5 | 0 | 676.2621 | 755520.0357 | 272332.8836 | 0 | 151967.1326 | 120365.751 | 21.7719 | 21.8719 | 21.7719 | 21.8719 | 0.25 | 900 | 0.065 | 302.5921 | 0.0049171
2017-09-24 10:15 | 23593 | 130.25 | 21.8916 | 14.55 | 0 | 710.0657 | 755520.0357 | 295212.1805 | 0 | 171008.8322 | 124203.3483 | 21.79 | 21.89 | 21.79 | 21.89 | 0.25 | 900 | 0.063245 | 328.0135 | 0.0051863
2017-09-24 10:30 | 23594 | 130.5 | 21.9023 | 14.6 | 0 | 770.4673 | 771370.9002 | 313621.6099 | 0 | 186324.9523 | 127296.6576 | 21.8078 | 21.9078 | 21.8078 | 21.9078 | 0.25 | 900 | 0.06149 | 348.4685 | 0.0053568
2017-09-24 10:45 | 23595 | 130.75 | 21.9214 | 14.65 | 0 | 757.2534 | 771370.9002 | 331508.1697 | 0 | 201203.5884 | 130304.5813 | 21.8254 | 21.9254 | 21.8254 | 21.9254 | 0.25 | 900 | 0.059735 | 368.3424 | 0.0055007
2017-09-24 11:00 | 23596 | 131 | 21.9387 | 14.7 | 0 | 752.0129 | 771370.9002 | 325640.0022 | 0 | 196274.9519 | 129365.0503 | 21.8427 | 21.9427 | 21.8427 | 21.9427 | 0.25 | 900 | 0.05798 | 361.8222 | 0.0052446
2017-09-24 11:15 | 23597.5 | 131.3125 | 21.9695 | 15.225 | 0 | 709.3855 | 778056.2848 | 318513.2976 | 0 | 190278.2511 | 128235.0465 | 21.8702 | 21.9702 | 21.8702 | 21.9702 | 0.125 | 450 | 0.05026 | 353.9037 | 0.0022252
2017-09-24 11:30 | 23599.5 | 131.5625 | 21.9914 | 15.575 | 0 | 687.7629 | 784741.6695 | 312696.319 | 0 | 185393.1022 | 127303.2168 | 21.8925 | 21.9925 | 21.8925 | 21.9925 | 0.125 | 450 | 0.04254 | 347.4404 | 0.0018483
2017-09-24 11:45 | 23601.5 | 131.8125 | 22.017 | 15.925 | 0 | 651.7535 | 784741.6695 | 304258.5184 | 0 | 178336.4324 | 125922.086 | 21.9183 | 22.0183 | 21.9183 | 22.0183 | 0.125 | 450 | 0.03482 | 338.065 | 0.0014735
2017-09-24 12:00 | 23603 | 132 | 22.0308 | 16.1 | 0 | 690.449 | 784741.6695 | 297791.7185 | 0 | 172941.6499 | 124850.0687 | 21.932 | 22.032 | 21.932 | 22.032 | 0.25 | 900 | 0.0271 | 330.8797 | 0.0022417
2017-09-24 12:15 | 23604 | 132.25 | 22.0587 | 16.2 | 0 | 581.5613 | 784741.6695 | 285261.0476 | 0 | 162489.2303 | 122771.8173 | 21.9626 | 22.0626 | 21.9626 | 22.0626 | 0.25 | 900 | 0.02267 | 316.9567 | 0.0017964
2017-09-24 12:30 | 23605 | 132.5 | 22.0887 | 16.3 | 0 | 509.9276 | 774510.3167 | 278036.7481 | 0 | 148377.7958 | 129658.9524 | 21.9931 | 22.0931 | 21.9931 | 22.0931 | 0.25 | 900 | 0.01824 | 308.9297 | 0.0014087
2017-09-24 12:45 | 23606 | 132.75 | 22.1198 | 16.4 | 0 | 454.1294 | 774510.3167 | 256064.8609 | 0 | 130087.2715 | 125977.5894 | 22.0234 | 22.1234 | 22.0234 | 22.1234 | 0.25 | 900 | 0.01381 | 284.5165 | 0.00098229
2017-09-24 13:00 | 23607 | 133 | 22.1505 | 16.5 | 0 | 408.931 | 774510.3167 | 238832.9727 | 0 | 115741.0573 | 123091.9154 | 22.0536 | 22.1536 | 22.0536 | 22.1536 | 0.25 | 900 | 0.00938 | 265.37 | 0.00062229
2017-09-24 13:15 | 23608 | 133.25 | 22.1844 | 16.375 | 0 | 368.2389 | 774510.3167 | 224963.9532 | 0 | 104197.2936 | 120766.6596 | 22.0836 | 22.1836 | 22.0836 | 22.1836 | 0.25 | 900 | 0.010393 | 249.9599 | 0.00064943
2017-09-24 13:30 | 23609 | 133.5 | 22.2113 | 16.25 | 0 | 347.955 | 761050.4743 | 211819.1964 | 0 | 93258.2499 | 118560.9465 | 22.1104 | 22.2104 | 22.1104 | 22.2104 | 0.25 | 900 | 0.011405 | 235.3547 | 0.00067105
2017-09-24 13:45 | 23610 | 133.75 | 22.2357 | 16.125 | 0 | 316.3313 | 761050.4743 | 204954.0666 | 0 | 87543.4624 | 117410.6041 | 22.1343 | 22.2343 | 22.1343 | 22.2343 | 0.25 | 900 | 0.012417 | 227.7267 | 0.00070695
2017-09-24 14:00 | 23611 | 134 | 22.2574 | 16 | 0 | 291.4609 | 761050.4743 | 194688.7396 | 0 | 79000.1068 | 115688.6328 | 22.1554 | 22.2554 | 22.1554 | 22.2554 | 0.25 | 900 | 0.01343 | 216.3208 | 0.0007263
2017-09-24 14:15 | 23612.5 | 134.3125 | 22.2826 | 15.6625 | 0 | 260.2897 | 763332.6768 | 180490.6539 | 0 | 69282.3032 | 111208.3507 | 22.1812 | 22.2812 | 22.1812 | 22.2812 | 0.125 | 450 | 0.01355 | 200.5452 | 0.00034043
2017-09-24 14:30 | 23614 | 134.5 | 22.2882 | 15.55 | 0 | 276.0789 | 765614.8792 | 174462.0547 | 0 | 66364.0336 | 108098.0212 | 22.1885 | 22.2885 | 22.1885 | 22.2885 | 0.25 | 900 | 0.01367 | 193.8467 | 0.00066247
2017-09-24 14:45 | 23615 | 134.75 | 22.3047 | 15.325 | 0 | 220.4987 | 765614.8792 | 166459.1075 | 0 | 63584.6843 | 102874.4232 | 22.1996 | 22.2996 | 22.1996 | 22.2996 | 0.25 | 900 | 0.01379 | 184.9546 | 0.00063763
2017-09-24 15:00 | 23616 | 135 | 22.3137 | 15.1 | 0 | 207.5775 | 765614.8792 | 153005.6005 | 0 | 52395.4562 | 100610.1443 | 22.2074 | 22.3074 | 22.2074 | 22.3074 | 0.25 | 900 | 0.01391 | 170.0062 | 0.0005912
2017-09-24 15:15 | 23617 | 135.25 | 22.3218 | 15 | 0 | 196.796 | 765614.8792 | 148541.17 | 0 | 48683.7423 | 99857.4278 | 22.212 | 22.312 | 22.212 | 22.312 | 0.25 | 900 | 0.024217 | 165.0457 | 0.00099925
2017-09-24 15:30 | 23618 | 135.5 | 22.3264 | 14.9 | 0 | 185.3895 | 833027.0814 | 144992.7813 | 0 | 45733.5984 | 99259.1829 | 22.2152 | 22.3152 | 22.2152 | 22.3152 | 0.25 | 900 | 0.034525 | 161.1031 | 0.0013905
2017-09-24 15:45 | 23619 | 135.75 | 22.3273 | 14.8 | 0 | 165.5121 | 833027.0814 | 141357.032 | 0 | 42711.9935 | 98645.0385 | 22.217 | 22.317 | 22.217 | 22.317 | 0.25 | 900 | 0.044832 | 157.0634 | 0.0017604
2017-09-24 16:00 | 23620 | 136 | 22.3282 | 14.7 | 0 | 137.2398 | 833027.0814 | 135246.89 | 0 | 37632.9668 | 97613.9231 | 22.2175 | 22.3175 | 22.2175 | 22.3175 | 0.25 | 900 | 0.05514 | 150.2743 | 0.0020715
2017-09-24 16:15 | 23621 | 136.25 | 22.2958 | 14.35 | 0 | 172.5934 | 833027.0814 | 126583.7049 | 0 | 30430.1191 | 96153.5859 | 22.2168 | 22.3168 | 22.2168 | 22.3168 | 0.25 | 900 | 0.059443 | 140.6486 | 0.0020901
2017-09-24 16:30 | 23622 | 136.5 | 22.2879 | 14 | 0 | 43.1251 | 1054199.8844 | 136836.6486 | 0 | 38962.8716 | 97873.777 | 22.212 | 22.312 | 22.212 | 22.312 | 0.25 | 900 | 0.063745 | 152.0407 | 0.002423
2017-09-24 16:45 | 23623.5 | 136.8125 | 22.2322 | 13.475 | 0 | 24.8774 | 1054199.8844 | 93298.9722 | 0 | 2744.806 | 90554.1662 | 22.1974 | 22.2974 | 22.1974 | 22.2974 | 0.125 | 450 | 0.068047 | 103.6655 | 0.00088385
2017-09-24 17:00 | 23625 | 137 | 22.1926 | 13.3 | 112.1244 | 0 | 1054199.8844 | 90000 | 0 | 0 | 90000 | 22.1914 | 22.2914 | 22.1914 | 22.2914 | 0.25 | 900 | 0.07235 | 100 | 0.0018087
2017-09-24 17:15 | 23626 | 137.25 | 22.1877 | 13.275 | 20.7943 | 0 | 1054199.8844 | 111084.1379 | 18907.2685 | 0 | 92176.8694 | 22.176 | 22.276 | 22.176 | 22.276 | 0.25 | 900 | 0.078315 | 123.4268 | 0.0024165
2017-09-24 17:30 | 23627 | 137.5 | 22.1691 | 13.25 | 6.2086 | 0 | 1330183.6065 | 104582.8873 | 13076.8216 | 0 | 91506.0657 | 22.1611 | 22.2611 | 22.1611 | 22.2611 | 0.25 | 900 | 0.08428 | 116.2032 | 0.0024484
2017-09-24 17:45 | 23628 | 137.75 | 22.1589 | 13.225 | 51.5174 | 0 | 1330183.6065 | 100023.3374 | 8987.8693 | 0 | 91035.4681 | 22.1466 | 22.2466 | 22.1466 | 22.2466 | 0.25 | 900 | 0.090245 | 111.137 | 0.0025074
2017-09-24 18:00 | 23629 | 138 | 22.1461 | 13.2 | 54.241 | 0 | 1330183.6065 | 113886.4317 | 21418.1218 | 0 | 92468.3099 | 22.1325 | 22.2325 | 22.1325 | 22.2325 | 0.25 | 900 | 0.09621 | 126.5405 | 0.0030436
2017-09-24 18:15 | 23630 | 138.25 | 22.1403 | 13.15 | 0 | 27.5475 | 1330183.6065 | 114726.3725 | 22170.5367 | 0 | 92555.8358 | 22.1187 | 22.2187 | 22.1187 | 22.2187 | 0.25 | 900 | 0.098507 | 127.4737 | 0.0031393
2017-09-24 18:30 | 23631 | 138.5 | 22.1323 | 13.1 | 0 | 27.863 | 1419081.7863 | 90000 | 0 | 0 | 90000 | 22.1051 | 22.2051 | 22.1051 | 22.2051 | 0.25 | 900 | 0.10081 | 100 | 0.0025201
2017-09-24 18:45 | 23632 | 138.75 | 22.1216 | 13.05 | 0 | 28.1431 | 1419081.7863 | 90000 | 0 | 0 | 90000 | 22.0916 | 22.1916 | 22.0916 | 22.1916 | 0.25 | 900 | 0.1031 | 100 | 0.0025776
2017-09-24 19:00 | 23633 | 139 | 22.1136 | 13 | 0 | 28.5874 | 1419081.7863 | 90000 | 0 | 0 | 90000 | 22.0781 | 22.1781 | 22.0781 | 22.1781 | 0.25 | 900 | 0.1054 | 100 | 0.002635
2017-09-24 19:15 | 23634 | 139.25 | 22.1006 | 13 | 0 | 28.3421 | 1419081.7863 | 90000 | 0 | 0 | 90000 | 22.0647 | 22.1647 | 22.0647 | 22.1647 | 0.25 | 900 | 0.10895 | 100 | 0.0027237
2017-09-24 19:30 | 23635 | 139.5 | 22.0753 | 13 | 0 | 27.803 | 1392175.501 | 90000 | 0 | 0 | 90000 | 22.052 | 22.152 | 22.052 | 22.152 | 0.25 | 900 | 0.1125 | 100 | 0.0028125
2017-09-24 19:45 | 23636 | 139.75 | 22.0398 | 13 | 0 | 27.2256 | 1392175.501 | 90000 | 0 | 0 | 90000 | 22.0398 | 22.1398 | 22.0398 | 22.1398 | 0.25 | 900 | 0.11605 | 100 | 0.0029012
2017-09-24 20:00 | 23637 | 140 | 22.0291 | 13 | 21.4162 | 0 | 1392175.501 | 90000 | 0 | 0 | 90000 | 22.0282 | 22.1282 | 22.0282 | 22.1282 | 0.25 | 900 | 0.1196 | 100 | 0.00299
2017-09-24 20:15 | 23638 | 140.25 | 22.0231 | 12.875 | 5.952 | 0 | 1392175.501 | 105040.4399 | 13482.2194 | 0 | 91558.2206 | 22.0171 | 22.1171 | 22.0171 | 22.1171 | 0.25 | 900 | 0.11278 | 116.7116 | 0.0032906
2017-09-24 20:30 | 23639 | 140.5 | 21.9921 | 12.75 | 0 | 29.075 | 1377595.0107 | 100688.0773 | 9579.1761 | 0 | 91108.9012 | 22.0052 | 22.1052 | 22.0052 | 22.1052 | 0.25 | 900 | 0.10595 | 111.8756 | 0.0029634
2017-09-24 20:45 | 23640 | 140.75 | 21.9934 | 12.625 | 29.6169 | 0 | 1377595.0107 | 90000 | 0 | 0 | 90000 | 21.9926 | 22.0926 | 21.9926 | 22.0926 | 0.25 | 900 | 0.099132 | 100 | 0.0024783
2017-09-24 21:00 | 23641 | 141 | 21.9718 | 12.5 | 0 | 31.2887 | 1377595.0107 | 108658.0343 | 16716.6386 | 0 | 91941.3957 | 21.9791 | 22.0791 | 21.9791 | 22.0791 | 0.25 | 900 | 0.09231 | 120.7311 | 0.0027862
2017-09-24 21:15 | 23642 | 141.25 | 21.9659 | 12.375 | 19.2799 | 0 | 1377595.0107 | 90000 | 0 | 0 | 90000 | 21.965 | 22.065 | 21.965 | 22.065 | 0.25 | 900 | 0.090722 | 100 | 0.0022681
2017-09-24 21:30 | 23643 | 141.5 | 21.9108 | 12.25 | 0 | 32.0468 | 1264143.4163 | 106082.6775 | 14404.3845 | 0 | 91678.293 | 21.9503 | 22.0503 | 21.9503 | 22.0503 | 0.25 | 900 | 0.089135 | 117.8696 | 0.0026266
2017-09-24 21:45 | 23644 | 141.75 | 21.9547 | 12.125 | 118.9971 | 0 | 1264143.4163 | 100636.9842 | 9525.353 | 0 | 91111.6312 | 21.9349 | 22.0349 | 21.9349 | 22.0349 | 0.25 | 900 | 0.087548 | 111.8189 | 0.0024474
2017-09-24 22:00 | 23645 | 142 | 21.9309 | 12 | 0 | 35.1877 | 1264143.4163 | 138172.6269 | 43130.9309 | 0 | 95041.696 | 21.9189 | 22.0189 | 21.9189 | 22.0189 | 0.25 | 900 | 0.08596 | 153.5251 | 0.0032993
2017-09-24 22:15 | 23646 | 142.25 | 21.905 | 11.725 | 87.8796 | 0 | 1264143.4163 | 90000 | 0 | 0 | 90000 | 21.9024 | 22.0024 | 21.9024 | 22.0024 | 0.25 | 900 | 0.081982 | 100 | 0.0020496
2017-09-24 22:30 | 23647 | 142.5 | 21.8873 | 11.45 | 100.5114 | 0 | 1009469.0009 | 129079.2086 | 34969.9918 | 0 | 94109.2169 | 21.8839 | 21.9839 | 21.8839 | 21.9839 | 0.25 | 900 | 0.078005 | 143.4213 | 0.0027969
2017-09-24 22:45 | 23648 | 142.75 | 21.8663 | 11.175 | 105.889 | 0 | 1009469.0009 | 134011.2919 | 39368.452 | 0 | 94642.8399 | 21.8635 | 21.9635 | 21.8635 | 21.9635 | 0.25 | 900 | 0.074027 | 148.9014 | 0.0027557
2017-09-24 23:00 | 23649 | 143 | 21.84 | 10.9 | 124.6145 | 0 | 1009469.0009 | 136596.6835 | 41665.1195 | 0 | 94931.564 | 21.8414 | 21.9414 | 21.8414 | 21.9414 | 0.25 | 900 | 0.07005 | 151.7741 | 0.0026579
2017-09-24 23:15 | 23650 | 143.25 | 21.8158 | 10.825 | 188.3866 | 0 | 1009469.0009 | 143387.2231 | 47718.5682 | 0 | 95668.6549 | 21.8177 | 21.9177 | 21.8177 | 21.9177 | 0.25 | 900 | 0.069445 | 159.3191 | 0.002766
2017-09-24 23:30 | 23651 | 143.5 | 21.7926 | 10.75 | 216.8026 | 0 | 787730.259 | 163797.3326 | 65954.569 | 0 | 97842.7636 | 21.7944 | 21.8944 | 21.7944 | 21.8944 | 0.25 | 900 | 0.06884 | 181.997 | 0.0031322
2017-09-24 23:45 | 23652 | 143.75 | 21.7698 | 10.675 | 242.4601 | 0 | 787730.259 | 173046.6937 | 74213.1142 | 0 | 98833.5795 | 21.7713 | 21.8713 | 21.7713 | 21.8713 | 0.25 | 900 | 0.068235 | 192.2741 | 0.00328
2017-09-25 | 23653 | 144 | 21.7472 | 10.6 | 266.3939 | 0 | 787730.259 | 181424.4731 | 81691.111 | 0 | 99733.3621 | 21.7486 | 21.8486 | 21.7486 | 21.8486 | 0.25 | 900 | 0.068235 | 201.5827 | 0.0034387

## Details_2025-10-04
datetime | Unnamed: 0 | sim_time | Zone Air Temperature,LIVING_UNIT1 | Site Outdoor Air Drybulb Temperature,ENVIRONMENT | Zone Air System Sensible Heating Rate,LIVING_UNIT1 | Zone Air System Sensible Cooling Rate,LIVING_UNIT1 | Electricity:Building | Electricity:HVAC | Heating:Electricity | Cooling:Electricity | Fans:Electricity | Zone Thermostat Heating Setpoint Temperature,LIVING_UNIT1 | Zone Thermostat Cooling Setpoint Temperature,LIVING_UNIT1 | Zone Temperature Control,Heating Setpoint,LIVING_UNIT1 | Zone Temperature Control,Cooling Setpoint,LIVING_UNIT1 | dt_hours | dt_seconds | current_price | P_total_W | step_cost_real
2017-10-04 | 26519 | 120 | 19.9693 | 10.3 | 242.8892 | 0 | 787730.259 | 184888.7749 | 0 | 0 | 0 | 19.9599 | 20.0599 | 19.9599 | 20.0599 | 0.25 | 900 | 0.00594 | 0 | 0
2017-10-04 00:15 | 26520 | 120.25 | 20.0175 | 10.275 | 380.0817 | 0 | 787730.259 | 188055.7464 | 78897.912 | 0 | 109157.8345 | 20.0129 | 20.1129 | 20.0129 | 20.1129 | 0.25 | 900 | 0.00213 | 208.9508 | 0.00011127
2017-10-04 00:30 | 26521 | 120.5 | 20.0689 | 10.25 | 390.0535 | 0 | 613262.9701 | 232364.4381 | 118464.1133 | 0 | 113900.3248 | 20.0633 | 20.1633 | 20.0633 | 20.1633 | 0.25 | 900 | 0.00124 | 258.1827 | 8.0037e-05
2017-10-04 00:45 | 26522 | 120.75 | 20.118 | 10.225 | 446.2898 | 0 | 613262.9701 | 235852.1593 | 121574.4335 | 0 | 114277.7258 | 20.1113 | 20.2113 | 20.1113 | 20.2113 | 0.25 | 900 | 0.00071 | 262.058 | 4.6515e-05
2017-10-04 01:00 | 26523 | 121 | 20.1653 | 10.2 | 500.5276 | 0 | 613262.9701 | 247342.2236 | 137655.5425 | 0 | 109686.6811 | 20.1569 | 20.2569 | 20.1569 | 20.2569 | 0.25 | 900 | 0.00084 | 274.8247 | 5.7713e-05
2017-10-04 01:15 | 26524 | 121.25 | 20.2046 | 10.175 | 552.5589 | 0 | 613262.9701 | 261499.8758 | 153138.2522 | 0 | 108361.6236 | 20.2003 | 20.3003 | 20.2003 | 20.3003 | 0.25 | 900 | 0.00084 | 290.5554 | 6.1017e-05
2017-10-04 01:30 | 26525 | 121.5 | 20.2464 | 10.15 | 626.1811 | 0 | 562337.4017 | 278050.1874 | 167910.6323 | 0 | 110139.5551 | 20.2416 | 20.3416 | 20.2416 | 20.3416 | 0.25 | 900 | -0.00272 | 308.9447 | -0.00021008
2017-10-04 01:45 | 26526 | 121.75 | 20.3321 | 10.125 | 751.1317 | 0 | 562337.4017 | 301508.9617 | 188850.3286 | 0 | 112658.633 | 20.3271 | 20.4271 | 20.3271 | 20.4271 | 0.25 | 900 | -0.00407 | 335.01 | -0.00034087
2017-10-04 02:00 | 26527 | 122 | 20.4149 | 10.1 | 796.2693 | 0 | 562337.4017 | 341835.3478 | 224848.606 | 0 | 116986.7417 | 20.4087 | 20.5087 | 20.4087 | 20.5087 | 0.25 | 900 | -0.00221 | 379.8171 | -0.00020985
2017-10-04 02:15 | 26528 | 122.25 | 20.5091 | 10.15 | 868.0801 | 0 | 562337.4017 | 356326.1967 | 237778.1444 | 0 | 118548.0523 | 20.4866 | 20.5866 | 20.4866 | 20.5866 | 0.25 | 900 | -0.00318 | 395.918 | -0.00031475
2017-10-04 02:30 | 26529 | 122.5 | 20.5845 | 10.2 | 870.3945 | 0 | 545753.3182 | 378724.7499 | 257794.107 | 0 | 120930.6429 | 20.5615 | 20.6615 | 20.5615 | 20.6615 | 0.25 | 900 | -0.00404 | 420.8053 | -0.00042501
2017-10-04 02:45 | 26530 | 122.75 | 20.6572 | 10.25 | 905.653 | 0 | 545753.3182 | 378813.5524 | 257891.7472 | 0 | 120921.8051 | 20.6336 | 20.7336 | 20.6336 | 20.7336 | 0.25 | 900 | -0.00409 | 420.9039 | -0.00043037
2017-10-04 03:00 | 26531 | 123 | 20.7268 | 10.3 | 917.1698 | 0 | 545753.3182 | 389392.7425 | 267357.2885 | 0 | 122035.454 | 20.7031 | 20.8031 | 20.7031 | 20.8031 | 0.25 | 900 | -0.00454 | 432.6586 | -0.00049107
2017-10-04 03:15 | 26532 | 123.25 | 20.7808 | 10.2 | 940.1617 | 0 | 545753.3182 | 392615.5725 | 270254.475 | 0 | 122361.0975 | 20.7701 | 20.8701 | 20.7701 | 20.8701 | 0.25 | 900 | -0.0045 | 436.2395 | -0.00049077
2017-10-04 03:30 | 26533 | 123.5 | 20.8445 | 10.1 | 1003.1685 | 0 | 533363.667 | 400270.7408 | 277051.6231 | 0 | 123219.1177 | 20.8332 | 20.9332 | 20.8332 | 20.9332 | 0.25 | 900 | -0.00464 | 444.7453 | -0.0005159
2017-10-04 03:45 | 26534 | 123.75 | 20.9047 | 10 | 1027.7244 | 0 | 533363.667 | 420978.3034 | 295500.0589 | 0 | 125478.2445 | 20.8925 | 20.9925 | 20.8925 | 20.9925 | 0.25 | 900 | -0.00468 | 467.7537 | -0.00054727
2017-10-04 04:00 | 26535 | 124 | 20.9615 | 9.9 | 1062.6732 | 0 | 533363.667 | 429608.0089 | 303161.5082 | 0 | 126446.5007 | 20.9483 | 21.0483 | 20.9483 | 21.0483 | 0.25 | 900 | -0.00468 | 477.3422 | -0.00055849
2017-10-04 04:15 | 26536 | 124.25 | 21.0251 | 9.975 | 1068.1836 | 0 | 533363.667 | 586201.3907 | 458438.8508 | 0 | 127762.5399 | 21.0008 | 21.1008 | 21.0008 | 21.1008 | 0.25 | 900 | -0.0047 | 651.3349 | -0.00076532
2017-10-04 04:30 | 26537 | 124.5 | 21.076 | 10.05 | 1042.3487 | 0 | 566989.6412 | 587616.314 | 459722.2911 | 0 | 127894.0228 | 21.0517 | 21.1517 | 21.0517 | 21.1517 | 0.25 | 900 | -0.00479 | 652.907 | -0.00078186
2017-10-04 04:45 | 26538 | 124.75 | 21.1253 | 10.125 | 1043.0049 | 0 | 566989.6412 | 434202.5631 | 307284.8867 | 0 | 126917.6764 | 21.101 | 21.201 | 21.101 | 21.201 | 0.25 | 900 | -0.005 | 482.4473 | -0.00060306
2017-10-04 05:00 | 26539 | 125 | 21.1729 | 10.2 | 1030.2236 | 0 | 566989.6412 | 433802.4122 | 306960.4558 | 0 | 126841.9564 | 21.149 | 21.249 | 21.149 | 21.249 | 0.25 | 900 | -0.00465 | 482.0027 | -0.00056033
2017-10-04 05:15 | 26540 | 125.25 | 21.1972 | 10.05 | 1001.1391 | 0 | 566989.6412 | 429276.5965 | 302951.9687 | 0 | 126324.6278 | 21.1955 | 21.2955 | 21.1955 | 21.2955 | 0.25 | 900 | -0.00473 | 476.974 | -0.00056402
2017-10-04 05:30 | 26541 | 125.5 | 21.2401 | 9.9 | 1071.018 | 0 | 696064.4026 | 421122.8587 | 295608.0548 | 0 | 125514.8039 | 21.2386 | 21.3386 | 21.2386 | 21.3386 | 0.25 | 900 | -0.00493 | 467.9143 | -0.0005767
2017-10-04 05:45 | 26542 | 125.75 | 21.2802 | 9.75 | 1089.4857 | 0 | 696064.4026 | 589086.3369 | 460979.2606 | 0 | 128107.0764 | 21.2785 | 21.3785 | 21.2785 | 21.3785 | 0.25 | 900 | -0.00547 | 654.5404 | -0.00089508
2017-10-04 06:00 | 26543 | 126 | 21.3174 | 9.6 | 1132.8587 | 0 | 696064.4026 | 595612.2341 | 466648.8093 | 0 | 128963.4247 | 21.3153 | 21.4153 | 21.3153 | 21.4153 | 0.25 | 900 | -0.00329 | 661.7914 | -0.00054432
2017-10-04 06:15 | 26544 | 126.25 | 21.3697 | 9.5 | 1135.5652 | 0 | 696064.4026 | 609070.817 | 478416.5946 | 0 | 130654.2224 | 21.3492 | 21.4492 | 21.3492 | 21.4492 | 0.25 | 900 | -0.00406 | 676.7454 | -0.0006869
2017-10-04 06:30 | 26545 | 126.5 | 21.4022 | 9.4 | 1086.9954 | 0 | 832563.7912 | 611311.3732 | 480334.5373 | 0 | 130976.8359 | 21.3808 | 21.4808 | 21.3808 | 21.4808 | 0.25 | 900 | -0.00418 | 679.2349 | -0.0007098
2017-10-04 06:45 | 26546 | 126.75 | 21.4323 | 9.3 | 1085.0926 | 0 | 832563.7912 | 598348.8788 | 468876.304 | 0 | 129472.5748 | 21.4101 | 21.5101 | 21.4101 | 21.5101 | 0.25 | 900 | -0.00219 | 664.8321 | -0.000364
2017-10-04 07:00 | 26547 | 127 | 21.4585 | 9.2 | 941.9293 | 0 | 832563.7912 | 598740.9749 | 469169.1731 | 0 | 129571.8018 | 21.4373 | 21.5373 | 21.4373 | 21.5373 | 0.25 | 900 | -0.00081 | 665.2677 | -0.00013472
2017-10-04 07:15 | 26548 | 127.25 | 21.4662 | 9.2 | 831.9872 | 0 | 832563.7912 | 559359.3648 | 434482.1841 | 0 | 124877.1807 | 21.4626 | 21.5626 | 21.4626 | 21.5626 | 0.25 | 900 | -0.00029 | 621.5104 | -4.506e-05
2017-10-04 07:30 | 26549 | 127.5 | 21.4888 | 9.2 | 758.7722 | 0 | 917156.0991 | 527982.9778 | 406887.6685 | 0 | 121095.3092 | 21.4867 | 21.5867 | 21.4867 | 21.5867 | 0.25 | 900 | 0.00013 | 586.6478 | 1.9066e-05
2017-10-04 07:45 | 26550 | 127.75 | 21.465 | 9.2 | 590.263 | 0 | 917156.0991 | 507551.2686 | 388918.6425 | 0 | 118632.6261 | 21.4634 | 21.5634 | 21.4634 | 21.5634 | 0.25 | 900 | 1e-05 | 563.9459 | 1.4099e-06
2017-10-04 08:00 | 26551 | 128 | 21.4422 | 9.2 | 544.6508 | 0 | 917156.0991 | 458488.4953 | 345769.5233 | 0 | 112718.972 | 21.4411 | 21.5411 | 21.4411 | 21.5411 | 0.25 | 900 | 0.00031 | 509.4317 | 3.9481e-05
2017-10-04 08:15 | 26552 | 128.25 | 21.4497 | 9.225 | 575.4806 | 0 | 917156.0991 | 445339.0843 | 334205.0424 | 0 | 111134.0418 | 21.4198 | 21.5198 | 21.4198 | 21.5198 | 0.25 | 900 | -9e-05 | 494.8212 | -1.1133e-05
2017-10-04 08:30 | 26553 | 128.5 | 21.4729 | 9.25 | 458.0466 | 0 | 802160.3193 | 454566.1489 | 342327.2673 | 0 | 112238.8815 | 21.446 | 21.546 | 21.446 | 21.546 | 0.25 | 900 | 0.00018 | 505.0735 | 2.2728e-05
2017-10-04 08:45 | 26554 | 128.75 | 21.45 | 9.275 | 269.0845 | 0 | 802160.3193 | 420833.1372 | 312664.8201 | 0 | 108168.3171 | 21.4248 | 21.5248 | 21.4248 | 21.5248 | 0.25 | 900 | -0.00033 | 467.5924 | -3.8576e-05
2017-10-04 09:00 | 26555 | 129 | 21.4759 | 9.3 | 262.7495 | 0 | 802160.3193 | 365131.321 | 263676.2313 | 0 | 101455.0898 | 21.4512 | 21.5512 | 21.4512 | 21.5512 | 0.25 | 900 | 0.00282 | 405.7015 | 0.00028602
2017-10-04 09:15 | 26556 | 129.25 | 21.4197 | 9.325 | 108.3758 | 0 | 802160.3193 | 363821.4736 | 262527.8259 | 0 | 101293.6477 | 21.4303 | 21.5303 | 21.4303 | 21.5303 | 0.25 | 900 | 0.00614 | 404.2461 | 0.00062052
2017-10-04 09:30 | 26557 | 129.5 | 21.4021 | 9.35 | 166.69 | 0 | 755520.0357 | 317485.4545 | 221771.3314 | 0 | 95714.1231 | 21.4105 | 21.5105 | 21.4105 | 21.5105 | 0.25 | 900 | 0.0073 | 352.7616 | 0.00064379
2017-10-04 09:45 | 26558.5 | 129.8125 | 21.3616 | 9.3875 | 0 | 52.6959 | 755520.0357 | 302413.9913 | 208514.7645 | 0 | 93899.2267 | 21.3828 | 21.4828 | 21.3828 | 21.4828 | 0.125 | 450 | 0.00214 | 336.0155 | 9.0526e-05
2017-10-04 10:00 | 26561 | 130.0833 | 21.3981 | 9.6667 | 0 | 51.756 | 755520.0357 | 270000 | 180000 | 0 | 90000 | 21.3628 | 21.4628 | 21.3628 | 21.4628 | 0.083333 | 300 | 0.00714 | 300 | 0.0001785
2017-10-04 10:15 | 26564.5 | 130.3438 | 21.4478 | 10.1 | 0 | 164.7719 | 767408.184 | 271096.9107 | 179792.5286 | 1082.1366 | 90222.2455 | 21.3478 | 21.4478 | 21.3478 | 21.4478 | 0.0625 | 225 | 0.00264 | 301.2188 | 4.9697e-05
2017-10-04 10:30 | 26568.5 | 130.5938 | 21.4387 | 10.5 | 0 | 294.2911 | 771370.9002 | 169251.3553 | 44930.8429 | 28472.9818 | 95847.5307 | 21.3383 | 21.4383 | 21.3383 | 21.4383 | 0.0625 | 225 | 0.00104 | 188.0571 | 1.2388e-05
2017-10-04 10:45 | 26572.5 | 130.8438 | 21.4335 | 10.9 | 0 | 371.0306 | 771370.9002 | 162991.6782 | 0 | 60552.1379 | 102439.5404 | 21.333 | 21.433 | 21.333 | 21.433 | 0.0625 | 225 | 0 | 181.1019 | 0
2017-10-04 11:00 | 26576 | 131.0833 | 21.4322 | 10.8833 | 0 | 387.0441 | 771370.9002 | 185625.616 | 0 | 79322.3721 | 106303.2439 | 21.3318 | 21.4318 | 21.3318 | 21.4318 | 0.083333 | 300 | 0.00021 | 206.2507 | 3.6094e-06
2017-10-04 11:15 | 26579 | 131.3333 | 21.4617 | 10.7083 | 0 | 351.9529 | 780284.7464 | 191833.8163 | 0 | 84463.8018 | 107370.0145 | 21.3614 | 21.4614 | 21.3614 | 21.4614 | 0.083333 | 300 | -9e-05 | 213.1487 | -1.5986e-06
2017-10-04 11:30 | 26582 | 131.5833 | 21.5037 | 10.5333 | 0 | 288.476 | 784741.6695 | 180202.0214 | 0 | 74808.4888 | 105393.5326 | 21.4035 | 21.5035 | 21.4035 | 21.5035 | 0.083333 | 300 | -2e-05 | 200.2245 | -3.3371e-07
2017-10-04 11:45 | 26584.5 | 131.8125 | 21.5357 | 10.3875 | 0 | 175.9608 | 784741.6695 | 164249.4148 | 0 | 61573.2524 | 102676.1624 | 21.4358 | 21.5358 | 21.4358 | 21.5358 | 0.125 | 450 | -1e-05 | 182.4993 | -2.2907e-07
2017-10-04 12:00 | 26586.5 | 132.0625 | 21.5716 | 10.3625 | 0 | 128.237 | 784741.6695 | 135433.0965 | 0 | 37673.8546 | 97759.2418 | 21.4716 | 21.5716 | 21.4716 | 21.5716 | 0.125 | 450 | -9e-05 | 150.4812 | -1.7084e-06
2017-10-04 12:15 | 26588.5 | 132.3125 | 21.6055 | 10.4875 | 0 | 132.3731 | 779625.9931 | 115914.9941 | 0 | 21487.5998 | 94427.3943 | 21.5056 | 21.6056 | 21.5056 | 21.6056 | 0.125 | 450 | -3e-05 | 128.7944 | -4.8324e-07
2017-10-04 12:30 | 26590.5 | 132.5625 | 21.639 | 10.6125 | 0 | 137.1378 | 774510.3167 | 114803.3855 | 0 | 20565.0133 | 94238.3722 | 21.5392 | 21.6392 | 21.5392 | 21.6392 | 0.125 | 450 | -2e-05 | 127.5593 | -3.1893e-07
2017-10-04 12:45 | 26592.5 | 132.8125 | 21.6724 | 10.7375 | 0 | 151.8121 | 774510.3167 | 121164.5721 | 0 | 21813.7518 | 99350.8203 | 21.5725 | 21.6725 | 21.5725 | 21.6725 | 0.125 | 450 | -2e-05 | 134.6273 | -3.3536e-07
2017-10-04 13:00 | 26594 | 133 | 21.6895 | 10.8 | 0 | 226.8343 | 774510.3167 | 127680.4619 | 0 | 23190.931 | 104489.531 | 21.5891 | 21.6891 | 21.5891 | 21.6891 | 0.25 | 900 | -0.00021 | 141.8672 | -7.448e-06
2017-10-04 13:15 | 26596 | 133.3333 | 21.6918 | 10.6333 | 0 | 74.9798 | 765537.0885 | 128131.2336 | 0 | 23566.1155 | 104565.1181 | 21.6424 | 21.7424 | 21.6424 | 21.7424 | 0.083333 | 300 | -0.00021 | 142.368 | -2.4914e-06
2017-10-04 13:30 | 26599.5 | 133.5938 | 21.6777 | 10.525 | 49.9074 | 11.2485 | 761050.4743 | 106181.4315 | 0 | 5365.75 | 100815.6815 | 21.6737 | 21.7737 | 21.6737 | 21.7737 | 0.0625 | 225 | -0.00023 | 117.9794 | -1.7028e-06
2017-10-04 13:45 | 26604 | 133.85 | 21.7024 | 10.42 | 160.4736 | 0 | 761050.4743 | 128455.7291 | 25678.6845 | 0 | 102777.0446 | 21.7016 | 21.8016 | 21.7016 | 21.8016 | 0.05 | 180 | -0.00043 | 142.7286 | -3.0687e-06
2017-10-04 14:00 | 26609 | 134.1 | 21.7269 | 10.26 | 165.1492 | 0 | 761050.4743 | 165506.5488 | 58769.3325 | 0 | 106737.2163 | 21.7261 | 21.8261 | 21.7261 | 21.8261 | 0.05 | 180 | -0.00131 | 183.8962 | -1.2045e-05
2017-10-04 14:15 | 26613.5 | 134.3438 | 21.7478 | 10.0938 | 133.7917 | 0 | 764473.778 | 168870.6595 | 61761.9211 | 0 | 107108.7384 | 21.7469 | 21.8469 | 21.7469 | 21.8469 | 0.0625 | 225 | -0.00169 | 187.6341 | -1.983e-05
2017-10-04 14:30 | 26616.5 | 134.5625 | 21.7629 | 9.9625 | 105.6858 | 0 | 765614.8792 | 162000.3994 | 55616.6236 | 0 | 106383.7758 | 21.7617 | 21.8617 | 21.7617 | 21.8617 | 0.125 | 450 | -0.0032 | 180.0004 | -7.2163e-05
2017-10-04 14:45 | 26618 | 134.75 | 21.7718 | 9.875 | 40.439 | 0 | 765614.8792 | 156497.4755 | 50696.378 | 0 | 105801.0975 | 21.7712 | 21.8712 | 21.7712 | 21.8712 | 0.25 | 900 | -0.0069 | 173.8861 | -0.00029995
2017-10-04 15:00 | 26619 | 135 | 21.7954 | 9.7 | 86.4948 | 0 | 765614.8792 | 305927.1902 | 211635.1494 | 0 | 94292.0408 | 21.7878 | 21.8878 | 21.7878 | 21.8878 | 0.25 | 900 | -0.00168 | 339.9191 | -0.00014277
2017-10-04 15:15 | 26620 | 135.25 | 21.8054 | 9.85 | 56.7206 | 0 | 765614.8792 | 311482.9193 | 216515.715 | 0 | 94967.2043 | 21.8022 | 21.9022 | 21.8022 | 21.9022 | 0.25 | 900 | -0.00467 | 346.0921 | -0.00040406
2017-10-04 15:30 | 26621 | 135.5 | 21.8216 | 10 | 78.5058 | 0 | 833027.0814 | 302211.5703 | 208362.1472 | 0 | 93849.4232 | 21.8172 | 21.9172 | 21.8172 | 21.9172 | 0.25 | 900 | -0.00313 | 335.7906 | -0.00026276
2017-10-04 15:45 | 26622 | 135.75 | 21.8392 | 10.15 | 78.4275 | 0 | 833027.0814 | 132415.9091 | 37863.8626 | 0 | 94552.0465 | 21.8329 | 21.9329 | 21.8329 | 21.9329 | 0.25 | 900 | -0.00297 | 147.1288 | -0.00010924
2017-10-04 16:00 | 26623 | 136 | 21.8566 | 10.3 | 85.5163 | 0 | 833027.0814 | 131896.8212 | 37408.4785 | 0 | 94488.3427 | 21.8492 | 21.9492 | 21.8492 | 21.9492 | 0.25 | 900 | -0.00074 | 146.552 | -2.7112e-05
2017-10-04 16:15 | 26624 | 136.25 | 21.8568 | 10.35 | 43.0831 | 0 | 833027.0814 | 133671.4103 | 39001.2779 | 0 | 94670.1323 | 21.8661 | 21.9661 | 21.8661 | 21.9661 | 0.25 | 900 | -0.00107 | 148.5238 | -3.973e-05
2017-10-04 16:30 | 26625 | 136.5 | 21.8744 | 10.4 | 108.4865 | 0 | 1054199.8844 | 119689.7927 | 26516.7092 | 0 | 93173.0835 | 21.8827 | 21.9827 | 21.8827 | 21.9827 | 0.25 | 900 | -1e-05 | 132.9887 | -3.3247e-07
2017-10-04 16:45 | 26626 | 136.75 | 21.8931 | 10.45 | 151.1835 | 0 | 1054199.8844 | 140712.2669 | 45295.6297 | 0 | 95416.6373 | 21.899 | 21.999 | 21.899 | 21.999 | 0.25 | 900 | -0.00057 | 156.347 | -2.2279e-05
2017-10-04 17:00 | 26627 | 137 | 21.9006 | 10.5 | 220.0564 | 0 | 1054199.8844 | 154247.1827 | 57388.934 | 0 | 96858.2487 | 21.9151 | 22.0151 | 21.9151 | 22.0151 | 0.25 | 900 | -0.00108 | 171.3858 | -4.6274e-05
2017-10-04 17:15 | 26628.5 | 137.3125 | 21.9393 | 10.2375 | 294.1858 | 0 | 1192191.7455 | 183752.4963 | 83739.2872 | 0 | 100013.2091 | 21.9377 | 22.0377 | 21.9377 | 22.0377 | 0.125 | 450 | -1e-05 | 204.1694 | -2.5448e-07
2017-10-04 17:30 | 26630.5 | 137.5625 | 21.9304 | 10.0625 | 264.6019 | 0 | 1330183.6065 | 197492.9583 | 95988.6924 | 0 | 101504.2659 | 21.927 | 22.027 | 21.927 | 22.027 | 0.125 | 450 | 0 | 219.4366 | 0
2017-10-04 17:45 | 26632.5 | 137.8125 | 21.8961 | 9.8875 | 308.5222 | 0 | 1330183.6065 | 289593.5112 | 187208.5015 | 0 | 102385.0098 | 21.892 | 21.992 | 21.892 | 21.992 | 0.125 | 450 | 0.00072 | 321.7706 | 2.8384e-05
2017-10-04 18:00 | 26634.5 | 138.0625 | 21.8843 | 9.7375 | 332.4162 | 0 | 1330183.6065 | 377285.7761 | 274470.7864 | 0 | 102814.9897 | 21.8803 | 21.9803 | 21.8803 | 21.9803 | 0.125 | 450 | -0.00225 | 419.2064 | -0.00011787
2017-10-04 18:15 | 26636 | 138.25 | 21.8895 | 9.675 | 250.5672 | 0 | 1330183.6065 | 378746.7428 | 275742.4617 | 0 | 103004.2811 | 21.886 | 21.986 | 21.886 | 21.986 | 0.25 | 900 | -0.00055 | 420.8297 | -5.7864e-05
2017-10-04 18:30 | 26637 | 138.5 | 21.9043 | 9.55 | 283.9731 | 0 | 1419081.7863 | 362056.6458 | 261030.0616 | 0 | 101026.5843 | 21.896 | 21.996 | 21.896 | 21.996 | 0.25 | 900 | 0.0056 | 402.2852 | 0.0005632
2017-10-04 18:45 | 26638 | 138.75 | 21.8672 | 9.425 | 229.3279 | 0 | 1419081.7863 | 369931.186 | 267941.6462 | 0 | 101989.5398 | 21.858 | 21.958 | 21.858 | 21.958 | 0.25 | 900 | 0.00895 | 411.0347 | 0.00091969
2017-10-04 19:00 | 26639 | 139 | 21.8312 | 9.3 | 262.0981 | 0 | 1419081.7863 | 353859.7119 | 253781.8075 | 0 | 100077.9045 | 21.8207 | 21.9207 | 21.8207 | 21.9207 | 0.25 | 900 | 0.00948 | 393.1775 | 0.00093183
2017-10-04 19:15 | 26640 | 139.25 | 21.787 | 9.25 | 233.5598 | 0 | 1419081.7863 | 363859.2625 | 262561.066 | 0 | 101298.1965 | 21.784 | 21.884 | 21.784 | 21.884 | 0.25 | 900 | 0.01123 | 404.2881 | 0.001135
2017-10-04 19:30 | 26641 | 139.5 | 21.7524 | 9.2 | 255.2851 | 0 | 1392175.501 | 355545.5598 | 255241.3329 | 0 | 100304.2268 | 21.7484 | 21.8484 | 21.7484 | 21.8484 | 0.25 | 900 | 0.01245 | 395.0506 | 0.0012296
2017-10-04 19:45 | 26642 | 139.75 | 21.7185 | 9.15 | 251.8214 | 0 | 1392175.501 | 362126.4803 | 261022.2539 | 0 | 101104.2264 | 21.7139 | 21.8139 | 21.7139 | 21.8139 | 0.25 | 900 | 0.01161 | 402.3628 | 0.0011679
2017-10-04 20:00 | 26643 | 140 | 21.6857 | 9.1 | 258.7583 | 0 | 1392175.501 | 361245.0935 | 260239.8622 | 0 | 101005.2313 | 21.6805 | 21.7805 | 21.6805 | 21.7805 | 0.25 | 900 | 0.00678 | 401.3834 | 0.00068034
2017-10-04 20:15 | 26644 | 140.25 | 21.6623 | 9.075 | 259.4279 | 0 | 1392175.501 | 363414.6743 | 262140.3502 | 0 | 101274.3241 | 21.6482 | 21.7482 | 21.6482 | 21.7482 | 0.25 | 900 | 0.00511 | 403.7941 | 0.00051585
2017-10-04 20:30 | 26645 | 140.5 | 21.6309 | 9.05 | 235.004 | 0 | 1377595.0107 | 363773.5057 | 262452.1505 | 0 | 101321.3552 | 21.617 | 21.717 | 21.617 | 21.717 | 0.25 | 900 | 0.00374 | 404.1928 | 0.00037792
2017-10-04 20:45 | 26646 | 140.75 | 21.6009 | 9.025 | 235.1557 | 0 | 1377595.0107 | 356533.4497 | 256082.7562 | 0 | 100450.6935 | 21.5869 | 21.6869 | 21.5869 | 21.6869 | 0.25 | 900 | 0.00277 | 396.1483 | 0.00027433
2017-10-04 21:00 | 26647 | 141 | 21.5715 | 9 | 224.612 | 0 | 1377595.0107 | 356609.0962 | 256145.8266 | 0 | 100463.2696 | 21.5579 | 21.6579 | 21.5579 | 21.6579 | 0.25 | 900 | 0.00308 | 396.2323 | 0.0003051
2017-10-04 21:15 | 26648 | 141.25 | 21.5342 | 8.95 | 220.5464 | 0 | 1377595.0107 | 353538.2323 | 253442.6358 | 0 | 100095.5965 | 21.5299 | 21.6299 | 21.5299 | 21.6299 | 0.25 | 900 | 0.0023 | 392.8203 | 0.00022587
2017-10-04 21:30 | 26649 | 141.5 | 21.5076 | 8.9 | 252.5169 | 0 | 1264143.4163 | 352347.426 | 252389.1936 | 0 | 99958.2323 | 21.5027 | 21.6027 | 21.5027 | 21.6027 | 0.25 | 900 | 0.00219 | 391.4971 | 0.00021434
2017-10-04 21:45 | 26650 | 141.75 | 21.4814 | 8.85 | 255.8645 | 0 | 1264143.4163 | 362007.164 | 260873.4692 | 0 | 101133.6948 | 21.4763 | 21.5763 | 21.4763 | 21.5763 | 0.25 | 900 | 0.00155 | 402.2302 | 0.00015586
2017-10-04 22:00 | 26651 | 142 | 21.4561 | 8.8 | 270.6752 | 0 | 1264143.4163 | 363141.2755 | 261862.9352 | 0 | 101278.3404 | 21.4506 | 21.5506 | 21.4506 | 21.5506 | 0.25 | 900 | 0.00187 | 403.4903 | 0.00018863
2017-10-04 22:15 | 26652 | 142.25 | 21.4359 | 8.875 | 332.8568 | 0 | 1264143.4163 | 367660.0881 | 265826.8015 | 0 | 101833.2867 | 21.4256 | 21.5256 | 21.4256 | 21.5256 | 0.25 | 900 | 0.00116 | 408.5112 | 0.00011847
2017-10-04 22:30 | 26653 | 142.5 | 21.4128 | 8.95 | 346.3419 | 0 | 1009469.0009 | 385602.0751 | 281608.587 | 0 | 103993.4881 | 21.4022 | 21.5022 | 21.4022 | 21.5022 | 0.25 | 900 | 0.00213 | 428.4468 | 0.00022815
2017-10-04 22:45 | 26654 | 142.75 | 21.3914 | 9.025 | 365.2899 | 0 | 1009469.0009 | 389075.3542 | 284675.6321 | 0 | 104399.722 | 21.3804 | 21.4804 | 21.3804 | 21.4804 | 0.25 | 900 | 0.00135 | 432.3059 | 0.0001459
2017-10-04 23:00 | 26655 | 143 | 21.3715 | 9.1 | 377.6012 | 0 | 1009469.0009 | 394187.276 | 289184.1758 | 0 | 105003.1002 | 21.3602 | 21.4602 | 21.3602 | 21.4602 | 0.25 | 900 | 0.00197 | 437.9859 | 0.00021571
2017-10-04 23:15 | 26656 | 143.25 | 21.3498 | 9.05 | 433.8364 | 0 | 1009469.0009 | 397352.379 | 291982.0744 | 0 | 105370.3046 | 21.3415 | 21.4415 | 21.3415 | 21.4415 | 0.25 | 900 | 0.00183 | 441.5026 | 0.00020199
2017-10-04 23:30 | 26657 | 143.5 | 21.332 | 9 | 470.5714 | 0 | 787730.259 | 413802.4332 | 306435.3322 | 0 | 107367.101 | 21.3231 | 21.4231 | 21.3231 | 21.4231 | 0.25 | 900 | 0.00182 | 459.7805 | 0.0002092
2017-10-04 23:45 | 26658 | 143.75 | 21.3143 | 8.95 | 491.9646 | 0 | 787730.259 | 424717.7338 | 316020.0937 | 0 | 108697.6401 | 21.3052 | 21.4052 | 21.3052 | 21.4052 | 0.25 | 900 | 1e-05 | 471.9086 | 1.1798e-06
2017-10-05 | 26659 | 144 | 21.2971 | 8.9 | 515.4795 | 0 | 787730.259 | 431147.5803 | 321660.0853 | 0 | 109487.4949 | 21.2875 | 21.3875 | 21.2875 | 21.3875 | 0.25 | 900 | 1e-05 | 479.0529 | 1.1976e-06

## Details_2025-11-22
datetime | Unnamed: 0 | sim_time | Zone Air Temperature,LIVING_UNIT1 | Site Outdoor Air Drybulb Temperature,ENVIRONMENT | Zone Air System Sensible Heating Rate,LIVING_UNIT1 | Zone Air System Sensible Cooling Rate,LIVING_UNIT1 | Electricity:Building | Electricity:HVAC | Heating:Electricity | Cooling:Electricity | Fans:Electricity | Zone Thermostat Heating Setpoint Temperature,LIVING_UNIT1 | Zone Thermostat Cooling Setpoint Temperature,LIVING_UNIT1 | Zone Temperature Control,Heating Setpoint,LIVING_UNIT1 | Zone Temperature Control,Cooling Setpoint,LIVING_UNIT1 | dt_hours | dt_seconds | current_price | P_total_W | step_cost_real
2017-11-22 | 28394 | 120 | 19.9898 | 6.8 | 1578.6162 | 0 | 787730.259 | 753463.4727 | 0 | 0 | 0 | 19.97 | 20.07 | 19.97 | 20.07 | 0.25 | 900 | 0.1172 | 0 | 0
2017-11-22 00:15 | 28395 | 120.25 | 20.0705 | 6.825 | 1603.3791 | 0 | 787730.259 | 759383.2969 | 608523.6173 | 0 | 150859.6797 | 19.9904 | 20.0904 | 19.9904 | 20.0904 | 0.25 | 900 | 0.10343 | 843.7592 | 0.021818
2017-11-22 00:30 | 28396 | 120.5 | 20.0882 | 6.85 | 1354.7883 | 0 | 613262.9701 | 768835.2251 | 616819.9986 | 0 | 152015.2265 | 20.0103 | 20.1103 | 20.0103 | 20.1103 | 0.25 | 900 | 0.09168 | 854.2614 | 0.01958
2017-11-22 00:45 | 28397 | 120.75 | 20.1072 | 6.875 | 1246.4132 | 0 | 613262.9701 | 695303.8881 | 552447.0453 | 0 | 142856.8428 | 20.0295 | 20.1295 | 20.0295 | 20.1295 | 0.25 | 900 | 0.08573 | 772.5599 | 0.016558
2017-11-22 01:00 | 28398 | 121 | 20.1226 | 6.9 | 1092.2263 | 0 | 613262.9701 | 663667.4322 | 524758.0765 | 0 | 138909.3557 | 20.0481 | 20.1481 | 20.0481 | 20.1481 | 0.25 | 900 | 0.09895 | 737.4083 | 0.018242
2017-11-22 01:15 | 28399 | 121.25 | 20.0331 | 7 | 1051.4938 | 0 | 613262.9701 | 618445.5262 | 485168.4532 | 0 | 133277.073 | 20.0662 | 20.1662 | 20.0662 | 20.1662 | 0.25 | 900 | 0.09259 | 687.1617 | 0.015906
2017-11-22 01:30 | 28400 | 121.5 | 20.0464 | 7.1 | 1388.4921 | 0 | 562337.4017 | 603005.8015 | 471699.4944 | 0 | 131306.3071 | 20.0843 | 20.1843 | 20.0843 | 20.1843 | 0.25 | 900 | 0.09222 | 670.0064 | 0.015447
2017-11-22 01:45 | 28401 | 121.75 | 20.067 | 7.2 | 1469.8143 | 0 | 562337.4017 | 701991.3545 | 558475.7616 | 0 | 143515.593 | 20.1025 | 20.2025 | 20.1025 | 20.2025 | 0.25 | 900 | 0.0935 | 779.9904 | 0.018232
2017-11-22 02:00 | 28402 | 122 | 20.0856 | 7.3 | 1657.0185 | 0 | 562337.4017 | 724528.9014 | 578293.9061 | 0 | 146234.9953 | 20.1207 | 20.2207 | 20.1207 | 20.2207 | 0.25 | 900 | 0.09037 | 805.0321 | 0.018188
2017-11-22 02:15 | 28403 | 122.25 | 20.159 | 7.325 | 1779.2721 | 0 | 562337.4017 | 776498.8798 | 623914.9686 | 0 | 152583.9113 | 20.139 | 20.239 | 20.139 | 20.239 | 0.25 | 900 | 0.08916 | 862.7765 | 0.019231
2017-11-22 02:30 | 28404 | 122.5 | 20.1796 | 7.35 | 1695.3851 | 0 | 545753.3182 | 812359.7466 | 655366.4578 | 0 | 156993.2889 | 20.1568 | 20.2568 | 20.1568 | 20.2568 | 0.25 | 900 | 0.08723 | 902.6219 | 0.019684
2017-11-22 02:45 | 28405 | 122.75 | 20.1973 | 7.375 | 1746.1574 | 0 | 545753.3182 | 786899.1446 | 633071.4364 | 0 | 153827.7082 | 20.174 | 20.274 | 20.174 | 20.274 | 0.25 | 900 | 0.087 | 874.3324 | 0.019017
2017-11-22 03:00 | 28406 | 123 | 20.2141 | 7.4 | 1737.7347 | 0 | 545753.3182 | 800751.1095 | 645234.127 | 0 | 155516.9825 | 20.1907 | 20.2907 | 20.1907 | 20.2907 | 0.25 | 900 | 0.08664 | 889.7235 | 0.019271
2017-11-22 03:15 | 28407 | 123.25 | 20.2441 | 7.525 | 1721.7598 | 0 | 545753.3182 | 798091.5811 | 642923.9837 | 0 | 155167.5974 | 20.2069 | 20.3069 | 20.2069 | 20.3069 | 0.25 | 900 | 0.08507 | 886.7684 | 0.018859
2017-11-22 03:30 | 28408 | 123.5 | 20.2607 | 7.65 | 1655.3604 | 0 | 533363.667 | 792651.4928 | 638259.5704 | 0 | 154391.9224 | 20.2235 | 20.3235 | 20.2235 | 20.3235 | 0.25 | 900 | 0.08549 | 880.7239 | 0.018823
2017-11-22 03:45 | 28409 | 123.75 | 20.2773 | 7.775 | 1624.4745 | 0 | 533363.667 | 772115.7331 | 620354.1256 | 0 | 151761.6075 | 20.2404 | 20.3404 | 20.2404 | 20.3404 | 0.25 | 900 | 0.08391 | 857.9064 | 0.017997
2017-11-22 04:00 | 28410 | 124 | 20.294 | 7.9 | 1578.8061 | 0 | 533363.667 | 761943.7632 | 611531.5607 | 0 | 150412.2025 | 20.2577 | 20.3577 | 20.2577 | 20.3577 | 0.25 | 900 | 0.08219 | 846.6042 | 0.017396
2017-11-22 04:15 | 28411 | 124.25 | 20.2983 | 7.95 | 1540.8466 | 0 | 533363.667 | 747687.3961 | 599121.2864 | 0 | 148566.1096 | 20.2753 | 20.3753 | 20.2753 | 20.3753 | 0.25 | 900 | 0.08649 | 830.7638 | 0.017963
2017-11-22 04:30 | 28412 | 124.5 | 20.315 | 8 | 1556.7789 | 0 | 566989.6412 | 736033.8063 | 588933.6784 | 0 | 147100.1279 | 20.2926 | 20.3926 | 20.2926 | 20.3926 | 0.25 | 900 | 0.08543 | 817.8153 | 0.017466
2017-11-22 04:45 | 28413 | 124.75 | 20.3317 | 8.05 | 1541.0022 | 0 | 566989.6412 | 740306.497 | 592720.4133 | 0 | 147586.0837 | 20.3096 | 20.4096 | 20.3096 | 20.4096 | 0.25 | 900 | 0.08842 | 822.5628 | 0.018183
2017-11-22 05:00 | 28414 | 125 | 20.3483 | 8.1 | 1539.1425 | 0 | 566989.6412 | 735387.4081 | 588440.789 | 0 | 146946.6191 | 20.3263 | 20.4263 | 20.3263 | 20.4263 | 0.25 | 900 | 0.08637 | 817.0971 | 0.017643
2017-11-22 05:15 | 28415 | 125.25 | 20.3644 | 8.15 | 1498.7608 | 0 | 566989.6412 | 734346.0373 | 587563.91 | 0 | 146782.1273 | 20.3427 | 20.4427 | 20.3427 | 20.4427 | 0.25 | 900 | 0.0854 | 815.94 | 0.01742
2017-11-22 05:30 | 28416 | 125.5 | 20.3803 | 8.2 | 1482.0954 | 0 | 696064.4026 | 722560.7252 | 577255.8742 | 0 | 145304.851 | 20.3589 | 20.4589 | 20.3589 | 20.4589 | 0.25 | 900 | 0.08591 | 802.8453 | 0.017243
2017-11-22 05:45 | 28417 | 125.75 | 20.3961 | 8.25 | 1468.6233 | 0 | 696064.4026 | 717413.059 | 572772.9792 | 0 | 144640.0798 | 20.3748 | 20.4748 | 20.3748 | 20.4748 | 0.25 | 900 | 0.08845 | 797.1256 | 0.017626
2017-11-22 06:00 | 28418 | 126 | 20.4119 | 8.3 | 1494.3334 | 0 | 696064.4026 | 713155.5988 | 569070.8183 | 0 | 144084.7805 | 20.3905 | 20.4905 | 20.3905 | 20.4905 | 0.25 | 900 | 0.08586 | 792.3951 | 0.017009
2017-11-22 06:15 | 28419 | 126.25 | 20.4307 | 8.475 | 1461.6578 | 0 | 696064.4026 | 719832.4886 | 574968.7154 | 0 | 144863.7732 | 20.4059 | 20.5059 | 20.4059 | 20.5059 | 0.25 | 900 | 0.08892 | 799.8139 | 0.01778
2017-11-22 06:30 | 28420 | 126.5 | 20.4466 | 8.65 | 1430.3839 | 0 | 832563.7912 | 709118.1189 | 565683.6798 | 0 | 143434.4391 | 20.4223 | 20.5223 | 20.4223 | 20.5223 | 0.25 | 900 | 0.094 | 787.909 | 0.018516
2017-11-22 06:45 | 28421 | 126.75 | 20.4634 | 8.825 | 1410.5361 | 0 | 832563.7912 | 698525.6731 | 556499.6907 | 0 | 142025.9825 | 20.4394 | 20.5394 | 20.4394 | 20.5394 | 0.25 | 900 | 0.1021 | 776.1396 | 0.019811
2017-11-22 07:00 | 28422 | 127 | 20.481 | 9 | 1388.2742 | 0 | 832563.7912 | 691240.6199 | 550216.4557 | 0 | 141024.1643 | 20.4575 | 20.5575 | 20.4575 | 20.5575 | 0.25 | 900 | 0.1042 | 768.0451 | 0.020008
2017-11-22 07:15 | 28423 | 127.25 | 20.496 | 9.05 | 1396.6245 | 0 | 832563.7912 | 683332.7539 | 543381.4852 | 0 | 139951.2687 | 20.4763 | 20.5763 | 20.4763 | 20.5763 | 0.25 | 900 | 0.11022 | 759.2586 | 0.020921
2017-11-22 07:30 | 28424 | 127.5 | 20.5143 | 9.1 | 1388.9877 | 0 | 917156.0991 | 684950.4094 | 544836.6144 | 0 | 140113.7951 | 20.4948 | 20.5948 | 20.4948 | 20.5948 | 0.25 | 900 | 0.11332 | 761.056 | 0.021561
2017-11-22 07:45 | 28425 | 127.75 | 20.5323 | 9.15 | 1374.6931 | 0 | 917156.0991 | 682457.3841 | 542677.4297 | 0 | 139779.9544 | 20.5129 | 20.6129 | 20.5129 | 20.6129 | 0.25 | 900 | 0.11309 | 758.286 | 0.021439
2017-11-22 08:00 | 28426 | 128 | 20.55 | 9.2 | 1364.5382 | 0 | 917156.0991 | 678054.2703 | 538838.1266 | 0 | 139216.1437 | 20.5307 | 20.6307 | 20.5307 | 20.6307 | 0.25 | 900 | 0.1211 | 753.3936 | 0.022809
2017-11-22 08:15 | 28427 | 128.25 | 20.574 | 9.3 | 1508.6457 | 0 | 917156.0991 | 674793.8024 | 536003.0311 | 0 | 138790.7713 | 20.5483 | 20.6483 | 20.5483 | 20.6483 | 0.25 | 900 | 0.11406 | 749.7709 | 0.02138
2017-11-22 08:30 | 28428 | 128.5 | 20.592 | 9.4 | 1485.2594 | 0 | 802160.3193 | 713571.0804 | 570176.7419 | 0 | 143394.3385 | 20.566 | 20.666 | 20.566 | 20.666 | 0.25 | 900 | 0.0967 | 792.8568 | 0.019167
2017-11-22 08:45 | 28429 | 128.75 | 20.6101 | 9.5 | 1473.8007 | 0 | 802160.3193 | 705940.0257 | 563533.3437 | 0 | 142406.682 | 20.5838 | 20.6838 | 20.5838 | 20.6838 | 0.25 | 900 | 0.08491 | 784.3778 | 0.01665
2017-11-22 09:00 | 28430 | 129 | 20.6284 | 9.6 | 1452.9338 | 0 | 802160.3193 | 701755.7965 | 559920.4702 | 0 | 141835.3264 | 20.6019 | 20.7019 | 20.6019 | 20.7019 | 0.25 | 900 | 0.11524 | 779.7287 | 0.022464
2017-11-22 09:15 | 28431 | 129.25 | 20.709 | 9.5 | 1444.724 | 0 | 802160.3193 | 695019.3513 | 554059.993 | 0 | 140959.3582 | 20.6201 | 20.7201 | 20.6201 | 20.7201 | 0.25 | 900 | 0.08572 | 772.2437 | 0.016549
2017-11-22 09:30 | 28432 | 129.5 | 20.7009 | 9.4 | 1169.7807 | 0 | 755520.0357 | 695245.1237 | 554191.4495 | 0 | 141053.6742 | 20.6366 | 20.7366 | 20.6366 | 20.7366 | 0.25 | 900 | 0.08607 | 772.4946 | 0.016622
2017-11-22 09:45 | 28433 | 129.75 | 20.6869 | 9.3 | 1173.0237 | 0 | 755520.0357 | 618066.824 | 486223.8495 | 0 | 131842.9745 | 20.6514 | 20.7514 | 20.6514 | 20.7514 | 0.25 | 900 | 0.07174 | 686.7409 | 0.012317
2017-11-22 10:00 | 28434 | 130 | 20.68 | 9.2 | 1154.184 | 0 | 755520.0357 | 619635.5448 | 487548.5841 | 0 | 132086.9607 | 20.6647 | 20.7647 | 20.6647 | 20.7647 | 0.25 | 900 | 0.08785 | 688.4839 | 0.015121
2017-11-22 10:15 | 28435 | 130.25 | 20.6922 | 9.125 | 1170.8171 | 0 | 755520.0357 | 615433.2654 | 483797.3625 | 0 | 131635.9029 | 20.6765 | 20.7765 | 20.6765 | 20.7765 | 0.25 | 900 | 0.08049 | 683.8147 | 0.01376
2017-11-22 10:30 | 28436 | 130.5 | 20.7063 | 9.05 | 1158.7933 | 0 | 771370.9002 | 621239.4147 | 488861.8704 | 0 | 132377.5443 | 20.6871 | 20.7871 | 20.6871 | 20.7871 | 0.25 | 900 | 0.08153 | 690.266 | 0.014069
2017-11-22 10:45 | 28437 | 130.75 | 20.7071 | 8.975 | 1152.2 | 0 | 771370.9002 | 618692.0502 | 486580.3145 | 0 | 132111.7356 | 20.6966 | 20.7966 | 20.6966 | 20.7966 | 0.25 | 900 | 0.08133 | 687.4356 | 0.013977
2017-11-22 11:00 | 28438 | 131 | 20.7156 | 8.9 | 1180.3722 | 0 | 771370.9002 | 617259.6507 | 485279.5188 | 0 | 131980.1319 | 20.7051 | 20.8051 | 20.7051 | 20.8051 | 0.25 | 900 | 0.08073 | 685.8441 | 0.013842
2017-11-22 11:15 | 28439 | 131.25 | 20.7294 | 8.85 | 1171.7207 | 0 | 771370.9002 | 626083.7071 | 492994.3743 | 0 | 133089.3327 | 20.7125 | 20.8125 | 20.7125 | 20.8125 | 0.25 | 900 | 0.07994 | 695.6486 | 0.013903
2017-11-22 11:30 | 28440 | 131.5 | 20.7361 | 8.8 | 1146.7986 | 0 | 784741.6695 | 624354.5492 | 491446.2768 | 0 | 132908.2724 | 20.7191 | 20.8191 | 20.7191 | 20.8191 | 0.25 | 900 | 0.07971 | 693.7273 | 0.013824
2017-11-22 11:45 | 28441 | 131.75 | 20.7418 | 8.75 | 1113.1055 | 0 | 784741.6695 | 617709.292 | 485578.0201 | 0 | 132131.2719 | 20.7251 | 20.8251 | 20.7251 | 20.8251 | 0.25 | 900 | 0.07705 | 686.3437 | 0.013221
2017-11-22 12:00 | 28442 | 132 | 20.7459 | 8.7 | 1021.3648 | 0 | 784741.6695 | 608705.9985 | 477638.6824 | 0 | 131067.3161 | 20.7303 | 20.8303 | 20.7303 | 20.8303 | 0.25 | 900 | 0.0773 | 676.34 | 0.01307
2017-11-22 12:15 | 28443 | 132.25 | 20.7551 | 8.775 | 966.0231 | 0 | 784741.6695 | 583251.5677 | 455245.6044 | 0 | 128005.9633 | 20.7349 | 20.8349 | 20.7349 | 20.8349 | 0.25 | 900 | 0.07631 | 648.0573 | 0.012363
2017-11-22 12:30 | 28444 | 132.5 | 20.7604 | 8.85 | 882.3574 | 0 | 774510.3167 | 567174.5584 | 441154.6593 | 0 | 126019.8991 | 20.74 | 20.84 | 20.74 | 20.84 | 0.25 | 900 | 0.07751 | 630.194 | 0.012212
2017-11-22 12:45 | 28445 | 132.75 | 20.7618 | 8.925 | 817.4259 | 0 | 774510.3167 | 542718.5546 | 419695.465 | 0 | 123023.0896 | 20.7455 | 20.8455 | 20.7455 | 20.8455 | 0.25 | 900 | 0.07694 | 603.0206 | 0.011599
2017-11-22 13:00 | 28446 | 133 | 20.7661 | 9 | 764.2236 | 0 | 774510.3167 | 523549.0879 | 402877.4471 | 0 | 120671.6408 | 20.7514 | 20.8514 | 20.7514 | 20.8514 | 0.25 | 900 | 0.07528 | 581.7212 | 0.010948
2017-11-22 13:15 | 28447 | 133.25 | 20.765 | 9.125 | 684.1585 | 0 | 774510.3167 | 507861.1727 | 389115.6469 | 0 | 118745.5258 | 20.7577 | 20.8577 | 20.7577 | 20.8577 | 0.25 | 900 | 0.07545 | 564.2902 | 0.010644
2017-11-22 13:30 | 28448 | 133.5 | 20.7643 | 9.25 | 700.634 | 0 | 761050.4743 | 484055.1049 | 368229.0464 | 0 | 115826.0586 | 20.7649 | 20.8649 | 20.7649 | 20.8649 | 0.25 | 900 | 0.07669 | 537.839 | 0.010312
2017-11-22 13:45 | 28449 | 133.75 | 20.7715 | 9.375 | 700.8231 | 0 | 761050.4743 | 487928.435 | 371678.2821 | 0 | 116250.1529 | 20.7729 | 20.8729 | 20.7729 | 20.8729 | 0.25 | 900 | 0.08 | 542.1427 | 0.010843
2017-11-22 14:00 | 28450.5 | 134.0625 | 20.7787 | 9.45 | 793.6399 | 0 | 761050.4743 | 486974.5122 | 370903.6843 | 0 | 116070.8279 | 20.7864 | 20.8864 | 20.7864 | 20.8864 | 0.125 | 450 | 0.07881 | 541.0828 | 0.0053306
2017-11-22 14:15 | 28452.5 | 134.3125 | 20.803 | 9.35 | 806.2671 | 0 | 763332.6768 | 501811.2591 | 383961.1304 | 0 | 117850.1288 | 20.7953 | 20.8953 | 20.7953 | 20.8953 | 0.125 | 450 | 0.07492 | 557.5681 | 0.0052111
2017-11-22 14:30 | 28454 | 134.5 | 20.8075 | 9.3 | 835.5912 | 0 | 765614.8792 | 517040.5618 | 397342.4946 | 0 | 119698.0672 | 20.7994 | 20.8994 | 20.7994 | 20.8994 | 0.25 | 900 | 0.07839 | 574.4895 | 0.011259
2017-11-22 14:45 | 28455 | 134.75 | 20.7811 | 9.2 | 830.4441 | 0 | 765614.8792 | 533833.0584 | 412074.4695 | 0 | 121758.589 | 20.8064 | 20.9064 | 20.8064 | 20.9064 | 0.25 | 900 | 0.0905 | 593.1478 | 0.01342
2017-11-22 15:00 | 28456 | 135 | 20.7855 | 9.1 | 981.6386 | 0 | 765614.8792 | 524999.0574 | 404263.4072 | 0 | 120735.6501 | 20.8121 | 20.9121 | 20.8121 | 20.9121 | 0.25 | 900 | 0.07891 | 583.3323 | 0.011508
2017-11-22 15:15 | 28457 | 135.25 | 20.873 | 8.975 | 1013.2949 | 0 | 765614.8792 | 569205.049 | 443093.6487 | 0 | 126111.4003 | 20.8167 | 20.9167 | 20.8167 | 20.9167 | 0.25 | 900 | 0.0806 | 632.4501 | 0.012744
2017-11-22 15:30 | 28458 | 135.5 | 20.8773 | 8.85 | 808.5022 | 0 | 833027.0814 | 581086.5654 | 453479.3887 | 0 | 127607.1767 | 20.8201 | 20.9201 | 20.8201 | 20.9201 | 0.25 | 900 | 0.09339 | 645.6517 | 0.015074
2017-11-22 15:45 | 28459 | 135.75 | 20.8831 | 8.725 | 828.1482 | 0 | 833027.0814 | 522055.5309 | 401534.4965 | 0 | 120521.0344 | 20.8222 | 20.9222 | 20.8222 | 20.9222 | 0.25 | 900 | 0.09204 | 580.0617 | 0.013347
2017-11-22 16:00 | 28460.5 | 136.0625 | 20.8563 | 8.2625 | 787.8947 | 0 | 833027.0814 | 520673.0447 | 400245.3745 | 0 | 120427.6702 | 20.823 | 20.923 | 20.823 | 20.923 | 0.125 | 450 | 0.09874 | 578.5256 | 0.0071477
2017-11-22 16:15 | 28462.5 | 136.3125 | 20.8312 | 7.5875 | 1013.7217 | 0 | 943613.4829 | 532694.7621 | 410628.701 | 0 | 122066.061 | 20.8201 | 20.9201 | 20.8201 | 20.9201 | 0.125 | 450 | 0.09779 | 591.8831 | 0.007217
2017-11-22 16:30 | 28465 | 136.5833 | 20.8199 | 6.8 | 1176.9397 | 0 | 1054199.8844 | 590742.5957 | 461187.0175 | 0 | 129555.5782 | 20.8102 | 20.9102 | 20.8102 | 20.9102 | 0.083333 | 300 | 0.09798 | 656.3807 | 0.0053593
2017-11-22 16:45 | 28467.5 | 136.8125 | 20.8099 | 6.2375 | 1289.1211 | 0 | 1054199.8844 | 635589.8513 | 500176.9537 | 0 | 135412.8976 | 20.7991 | 20.8991 | 20.7991 | 20.8991 | 0.125 | 450 | 0.10444 | 706.2109 | 0.0091947
2017-11-22 17:00 | 28469.5 | 137.0625 | 20.795 | 5.8375 | 1283.6893 | 0 | 1054199.8844 | 687806.6507 | 545459.798 | 0 | 142346.8526 | 20.7821 | 20.8821 | 20.7821 | 20.8821 | 0.125 | 450 | 0.10505 | 764.2296 | 0.01001
2017-11-22 17:15 | 28471 | 137.25 | 20.7849 | 5.775 | 1253.3388 | 0 | 1054199.8844 | 714242.9063 | 568360.4133 | 0 | 145882.493 | 20.7726 | 20.8726 | 20.7726 | 20.8726 | 0.25 | 900 | 0.11116 | 793.6032 | 0.022054
2017-11-22 17:30 | 28472 | 137.5 | 20.7961 | 5.65 | 1205.1896 | 0 | 1330183.6065 | 668310.379 | 528126.8397 | 0 | 140183.5393 | 20.7536 | 20.8536 | 20.7536 | 20.8536 | 0.25 | 900 | 0.11042 | 742.5671 | 0.020499
2017-11-22 17:45 | 28473 | 137.75 | 20.7778 | 5.525 | 1091.5723 | 0 | 1330183.6065 | 667508.0157 | 527346.7762 | 0 | 140161.2396 | 20.7346 | 20.8346 | 20.7346 | 20.8346 | 0.25 | 900 | 0.11065 | 741.6756 | 0.020517
2017-11-22 18:00 | 28474 | 138 | 20.7591 | 5.4 | 1060.0164 | 0 | 1330183.6065 | 634056.1819 | 498044.1121 | 0 | 136012.0698 | 20.7155 | 20.8155 | 20.7155 | 20.8155 | 0.25 | 900 | 0.11292 | 704.5069 | 0.019888
2017-11-22 18:15 | 28475 | 138.25 | 20.7395 | 5.2 | 878.275 | 0 | 1330183.6065 | 625820.9605 | 490779.3265 | 0 | 135041.634 | 20.6964 | 20.7964 | 20.6964 | 20.7964 | 0.25 | 900 | 0.11249 | 695.3566 | 0.019555
2017-11-22 18:30 | 28476 | 138.5 | 20.7218 | 5 | 814.6713 | 0 | 1419081.7863 | 572473.972 | 444089.6615 | 0 | 128384.3105 | 20.6769 | 20.7769 | 20.6769 | 20.7769 | 0.25 | 900 | 0.10555 | 636.0822 | 0.016785
2017-11-22 18:45 | 28477 | 138.75 | 20.6992 | 4.8 | 750.4706 | 0 | 1419081.7863 | 777385.3931 | 639760.6495 | 0 | 137624.7436 | 20.657 | 20.757 | 20.657 | 20.757 | 0.25 | 900 | 0.09888 | 863.7615 | 0.021352
2017-11-22 19:00 | 28478 | 139 | 20.6774 | 4.6 | 703.883 | 0 | 1419081.7863 | 744355.5239 | 609685.8665 | 0 | 134669.6573 | 20.6366 | 20.7366 | 20.6366 | 20.7366 | 0.25 | 900 | 0.10411 | 827.0617 | 0.021526
2017-11-22 19:15 | 28479 | 139.25 | 20.6149 | 4.6 | 672.8378 | 0 | 1419081.7863 | 720981.603 | 588374.0838 | 0 | 132607.5192 | 20.616 | 20.716 | 20.616 | 20.716 | 0.25 | 900 | 0.10296 | 801.0907 | 0.02062
2017-11-22 19:30 | 28480 | 139.5 | 20.5949 | 4.6 | 838.4004 | 0 | 1392175.501 | 701952.4538 | 571140.9453 | 0 | 130811.5085 | 20.5961 | 20.6961 | 20.5961 | 20.6961 | 0.25 | 900 | 0.09993 | 779.9472 | 0.019485
2017-11-22 19:45 | 28481 | 139.75 | 20.577 | 4.6 | 865.9728 | 0 | 1392175.501 | 794964.436 | 655362.8162 | 0 | 139601.6197 | 20.577 | 20.677 | 20.577 | 20.677 | 0.25 | 900 | 0.097 | 883.2938 | 0.02142
2017-11-22 20:00 | 28482 | 140 | 20.5598 | 4.6 | 937.0692 | 0 | 1392175.501 | 809988.3 | 668964.8765 | 0 | 141023.4235 | 20.5586 | 20.6586 | 20.5586 | 20.6586 | 0.25 | 900 | 0.09245 | 899.987 | 0.020801
2017-11-22 20:15 | 28483 | 140.25 | 20.5646 | 4.425 | 982.9546 | 0 | 1392175.501 | 848482.1079 | 703818.9849 | 0 | 144663.123 | 20.541 | 20.641 | 20.541 | 20.641 | 0.25 | 900 | 0.088 | 942.7579 | 0.020741
2017-11-22 20:30 | 28484 | 140.5 | 20.5467 | 4.25 | 961.1178 | 0 | 1377595.0107 | 865611.1696 | 718474.6883 | 0 | 147136.4813 | 20.523 | 20.623 | 20.523 | 20.623 | 0.25 | 900 | 0.08954 | 961.7902 | 0.02153
2017-11-22 20:45 | 28485 | 140.75 | 20.5317 | 4.075 | 998.6657 | 0 | 1377595.0107 | 844417.2102 | 698468.12 | 0 | 145949.0901 | 20.5048 | 20.6048 | 20.5048 | 20.6048 | 0.25 | 900 | 0.08741 | 938.2413 | 0.020503
2017-11-22 21:00 | 28486 | 141 | 20.5151 | 3.9 | 1000.5303 | 0 | 1377595.0107 | 855823.9935 | 707879.0648 | 0 | 147944.9287 | 20.4864 | 20.5864 | 20.4864 | 20.5864 | 0.25 | 900 | 0.09976 | 950.9155 | 0.023716
2017-11-22 21:15 | 28487 | 141.25 | 20.524 | 3.75 | 985.1809 | 0 | 1377595.0107 | 848382.817 | 700277.8784 | 0 | 148104.9387 | 20.4677 | 20.5677 | 20.4677 | 20.5677 | 0.25 | 900 | 0.09526 | 942.6476 | 0.022449
2017-11-22 21:30 | 28488 | 141.5 | 20.5044 | 3.6 | 879.4843 | 0 | 1264143.4163 | 847627.2777 | 699684.4961 | 0 | 147942.7815 | 20.449 | 20.549 | 20.449 | 20.549 | 0.25 | 900 | 0.09053 | 941.8081 | 0.021315
2017-11-22 21:45 | 28489 | 141.75 | 20.4747 | 3.45 | 856.7317 | 0 | 1264143.4163 | 796662.2034 | 653906.5442 | 0 | 142755.6592 | 20.4302 | 20.5302 | 20.4302 | 20.5302 | 0.25 | 900 | 0.08543 | 885.1802 | 0.018905
2017-11-22 22:00 | 28490 | 142 | 20.4543 | 3.3 | 837.1953 | 0 | 1264143.4163 | 788950.0358 | 647036.7866 | 0 | 141913.2492 | 20.4115 | 20.5115 | 20.4115 | 20.5115 | 0.25 | 900 | 0.09509 | 876.6112 | 0.020839
2017-11-22 22:15 | 28491 | 142.25 | 20.4073 | 3.3 | 879.815 | 0 | 1264143.4163 | 783737.224 | 642411.0082 | 0 | 141326.2158 | 20.3926 | 20.4926 | 20.3926 | 20.4926 | 0.25 | 900 | 0.09064 | 870.8191 | 0.019733
2017-11-22 22:30 | 28492 | 142.5 | 20.3925 | 3.3 | 992.9536 | 0 | 1009469.0009 | 802346.5942 | 658991.1687 | 0 | 143355.4255 | 20.3745 | 20.4745 | 20.3745 | 20.4745 | 0.25 | 900 | 0.08971 | 891.4962 | 0.019994
2017-11-22 22:45 | 28493 | 142.75 | 20.375 | 3.3 | 1014.1808 | 0 | 1009469.0009 | 860389.4205 | 711026.346 | 0 | 149363.0745 | 20.3571 | 20.4571 | 20.3571 | 20.4571 | 0.25 | 900 | 0.08434 | 955.9882 | 0.020157
2017-11-22 23:00 | 28494 | 143 | 20.3517 | 3.3 | 1085.0075 | 0 | 1009469.0009 | 868328.4375 | 717972.6299 | 0 | 150355.8075 | 20.3403 | 20.4403 | 20.3403 | 20.4403 | 0.25 | 900 | 0.08799 | 964.8094 | 0.021223
2017-11-22 23:15 | 28495 | 143.25 | 20.3615 | 3.3 | 1188.3823 | 0 | 1009469.0009 | 901264.5529 | 747379.3335 | 0 | 153885.2193 | 20.3242 | 20.4242 | 20.3242 | 20.4242 | 0.25 | 900 | 0.0839 | 1001.4051 | 0.021004
2017-11-22 23:30 | 28496 | 143.5 | 20.3469 | 3.3 | 1153.1517 | 0 | 787730.259 | 959036.3358 | 799526.425 | 0 | 159509.9108 | 20.3087 | 20.4087 | 20.3087 | 20.4087 | 0.25 | 900 | 0.08264 | 1065.5959 | 0.022015
2017-11-22 23:45 | 28497 | 143.75 | 20.334 | 3.3 | 1182.9497 | 0 | 787730.259 | 942605.7993 | 784968.0429 | 0 | 157637.7564 | 20.2937 | 20.3937 | 20.2937 | 20.3937 | 0.25 | 900 | 0.08193 | 1047.3398 | 0.021452
2017-11-23 | 28498 | 144 | 20.3147 | 3.3 | 1178.4829 | 0 | 787730.259 | 960989.1036 | 801721.2007 | 0 | 159267.9029 | 20.2793 | 20.3793 | 20.2793 | 20.3793 | 0.25 | 900 | 0.08193 | 1067.7657 | 0.021871

## Details_2025-12-24
datetime | Unnamed: 0 | sim_time | Zone Air Temperature,LIVING_UNIT1 | Site Outdoor Air Drybulb Temperature,ENVIRONMENT | Zone Air System Sensible Heating Rate,LIVING_UNIT1 | Zone Air System Sensible Cooling Rate,LIVING_UNIT1 | Electricity:Building | Electricity:HVAC | Heating:Electricity | Cooling:Electricity | Fans:Electricity | Zone Thermostat Heating Setpoint Temperature,LIVING_UNIT1 | Zone Thermostat Cooling Setpoint Temperature,LIVING_UNIT1 | Zone Temperature Control,Heating Setpoint,LIVING_UNIT1 | Zone Temperature Control,Cooling Setpoint,LIVING_UNIT1 | dt_hours | dt_seconds | current_price | P_total_W | step_cost_real
2017-12-24 | 30237 | 120 | 19.977 | 7 | 977.8473 | 0 | 787730.259 | 576294.4977 | 0 | 0 | 0 | 19.9636 | 20.0636 | 19.9636 | 20.0636 | 0.25 | 900 | 0.06587 | 0 | 0
2017-12-24 00:15 | 30238 | 120.25 | 19.9946 | 7.05 | 1074.6791 | 0 | 787730.259 | 583542.3229 | 454650.2814 | 0 | 128892.0416 | 19.9859 | 20.0859 | 19.9859 | 20.0859 | 0.25 | 900 | 0.06541 | 648.3804 | 0.010603
2017-12-24 00:30 | 30239 | 120.5 | 20.0197 | 7.1 | 1157.1294 | 0 | 613262.9701 | 611839.1178 | 479464.4024 | 0 | 132374.7153 | 20.0077 | 20.1077 | 20.0077 | 20.1077 | 0.25 | 900 | 0.05566 | 679.8212 | 0.0094597
2017-12-24 00:45 | 30240 | 120.75 | 20.0259 | 7.15 | 1219.2797 | 0 | 613262.9701 | 635607.2049 | 500315.3578 | 0 | 135291.8471 | 20.029 | 20.129 | 20.029 | 20.129 | 0.25 | 900 | 0.04993 | 706.2302 | 0.0088155
2017-12-24 01:00 | 30241 | 121 | 20.0471 | 7.2 | 1339.8632 | 0 | 613262.9701 | 652650.7126 | 515278.0436 | 0 | 137372.669 | 20.0498 | 20.1498 | 20.0498 | 20.1498 | 0.25 | 900 | 0.057 | 725.1675 | 0.010334
2017-12-24 01:15 | 30242 | 121.25 | 20.0998 | 7.25 | 1394.4014 | 0 | 613262.9701 | 687249.7463 | 545626.9838 | 0 | 141622.7625 | 20.0702 | 20.1702 | 20.0702 | 20.1702 | 0.25 | 900 | 0.05348 | 763.6108 | 0.010209
2017-12-24 01:30 | 30243 | 121.5 | 20.1231 | 7.3 | 1339.5304 | 0 | 562337.4017 | 703352.0105 | 559771.6535 | 0 | 143580.357 | 20.0902 | 20.1902 | 20.0902 | 20.1902 | 0.25 | 900 | 0.0509 | 781.5022 | 0.0099446
2017-12-24 01:45 | 30244 | 121.75 | 20.1391 | 7.35 | 1323.812 | 0 | 562337.4017 | 686385.4203 | 544936.09 | 0 | 141449.3304 | 20.1097 | 20.2097 | 20.1097 | 20.2097 | 0.25 | 900 | 0.04687 | 762.6505 | 0.0089364
2017-12-24 02:00 | 30245 | 122 | 20.1498 | 7.4 | 1322.2109 | 0 | 562337.4017 | 681180.3999 | 540407.0472 | 0 | 140773.3527 | 20.1289 | 20.2289 | 20.1289 | 20.2289 | 0.25 | 900 | 0.05088 | 756.8671 | 0.0096273
2017-12-24 02:15 | 30246 | 122.25 | 20.196 | 7.175 | 1327.8713 | 0 | 562337.4017 | 680079.9193 | 539475.2059 | 0 | 140604.7134 | 20.1476 | 20.2476 | 20.1476 | 20.2476 | 0.25 | 900 | 0.04828 | 755.6444 | 0.0091206
2017-12-24 02:30 | 30247 | 122.5 | 20.2123 | 6.95 | 1210.1579 | 0 | 545753.3182 | 684783.365 | 543449.1884 | 0 | 141334.1766 | 20.1638 | 20.2638 | 20.1638 | 20.2638 | 0.25 | 900 | 0.04807 | 760.8704 | 0.0091438
2017-12-24 02:45 | 30248 | 122.75 | 20.2267 | 6.725 | 1175.2882 | 0 | 545753.3182 | 652422.0496 | 514955.593 | 0 | 137466.4566 | 20.1776 | 20.2776 | 20.1776 | 20.2776 | 0.25 | 900 | 0.04721 | 724.9134 | 0.0085558
2017-12-24 03:00 | 30249 | 123 | 20.2362 | 6.5 | 1104.8926 | 0 | 545753.3182 | 644571.4387 | 507944.9475 | 0 | 136626.4911 | 20.1891 | 20.2891 | 20.1891 | 20.2891 | 0.25 | 900 | 0.04728 | 716.1905 | 0.0084654
2017-12-24 03:15 | 30250 | 123.25 | 20.2212 | 6.55 | 1060.8745 | 0 | 545753.3182 | 626158.7103 | 491696.4876 | 0 | 134462.2226 | 20.1984 | 20.2984 | 20.1984 | 20.2984 | 0.25 | 900 | 0.04682 | 695.7319 | 0.0081435
2017-12-24 03:30 | 30251 | 123.5 | 20.2299 | 6.6 | 1100.5227 | 0 | 533363.667 | 612374.7908 | 479660.6061 | 0 | 132714.1847 | 20.2077 | 20.3077 | 20.2077 | 20.3077 | 0.25 | 900 | 0.04447 | 680.4164 | 0.0075645
2017-12-24 03:45 | 30252 | 123.75 | 20.2386 | 6.65 | 1077.5678 | 0 | 533363.667 | 624175.8151 | 490017.576 | 0 | 134158.2391 | 20.217 | 20.317 | 20.217 | 20.317 | 0.25 | 900 | 0.04212 | 693.5287 | 0.0073029
2017-12-24 04:00 | 30253 | 124 | 20.248 | 6.7 | 1082.8591 | 0 | 533363.667 | 616980.5239 | 483747.0423 | 0 | 133233.4816 | 20.2263 | 20.3263 | 20.2263 | 20.3263 | 0.25 | 900 | 0.0463 | 685.5339 | 0.0079351
2017-12-24 04:15 | 30254 | 124.25 | 20.2544 | 6.675 | 1073.7296 | 0 | 533363.667 | 618099.1769 | 484754.0637 | 0 | 133345.1132 | 20.2356 | 20.3356 | 20.2356 | 20.3356 | 0.25 | 900 | 0.04379 | 686.7769 | 0.0075185
2017-12-24 04:30 | 30255 | 124.5 | 20.2633 | 6.65 | 1082.5099 | 0 | 566989.6412 | 615553.5646 | 482511.6546 | 0 | 133041.91 | 20.2444 | 20.3444 | 20.2444 | 20.3444 | 0.25 | 900 | 0.04087 | 683.9484 | 0.0069882
2017-12-24 04:45 | 30256 | 124.75 | 20.2716 | 6.625 | 1084.2248 | 0 | 566989.6412 | 618472.3299 | 485052.9706 | 0 | 133419.3594 | 20.2526 | 20.3526 | 20.2526 | 20.3526 | 0.25 | 900 | 0.04035 | 687.1915 | 0.006932
2017-12-24 05:00 | 30257 | 125 | 20.2795 | 6.6 | 1089.3611 | 0 | 566989.6412 | 619254.7764 | 485724.0051 | 0 | 133530.7713 | 20.2603 | 20.3603 | 20.2603 | 20.3603 | 0.25 | 900 | 0.04421 | 688.0609 | 0.0076048
2017-12-24 05:15 | 30258 | 125.25 | 20.2866 | 6.55 | 1059.9539 | 0 | 566989.6412 | 621040.653 | 487273.3024 | 0 | 133767.3507 | 20.2674 | 20.3674 | 20.2674 | 20.3674 | 0.25 | 900 | 0.04208 | 690.0452 | 0.0072593
2017-12-24 05:30 | 30259 | 125.5 | 20.2923 | 6.5 | 1054.007 | 0 | 696064.4026 | 612889.6482 | 480111.2306 | 0 | 132778.4176 | 20.274 | 20.374 | 20.274 | 20.374 | 0.25 | 900 | 0.04451 | 680.9885 | 0.0075777
2017-12-24 05:45 | 30260 | 125.75 | 20.2977 | 6.45 | 1055.0371 | 0 | 696064.4026 | 611637.1747 | 478987.7948 | 0 | 132649.3799 | 20.2799 | 20.3799 | 20.2799 | 20.3799 | 0.25 | 900 | 0.04504 | 679.5969 | 0.0076523
2017-12-24 06:00 | 30261 | 126 | 20.3033 | 6.4 | 1058.176 | 0 | 696064.4026 | 612469.74 | 479689.1451 | 0 | 132780.5949 | 20.2852 | 20.3852 | 20.2852 | 20.3852 | 0.25 | 900 | 0.045 | 680.5219 | 0.0076559
2017-12-24 06:15 | 30262 | 126.25 | 20.3091 | 6.425 | 1032.7112 | 0 | 696064.4026 | 613944.6748 | 480952.4442 | 0 | 132992.2306 | 20.2899 | 20.3899 | 20.2899 | 20.3899 | 0.25 | 900 | 0.04502 | 682.1607 | 0.0076777
2017-12-24 06:30 | 30263 | 126.5 | 20.3139 | 6.45 | 1020.0364 | 0 | 832563.7912 | 606308.7424 | 474284.3745 | 0 | 132024.3679 | 20.2946 | 20.3946 | 20.2946 | 20.3946 | 0.25 | 900 | 0.05 | 673.6764 | 0.008421
2017-12-24 06:45 | 30264 | 126.75 | 20.3177 | 6.475 | 1013.1152 | 0 | 832563.7912 | 602347.0666 | 470830.9746 | 0 | 131516.092 | 20.2993 | 20.3993 | 20.2993 | 20.3993 | 0.25 | 900 | 0.05064 | 669.2745 | 0.008473
2017-12-24 07:00 | 30265 | 127 | 20.3216 | 6.5 | 1010.2339 | 0 | 832563.7912 | 600063.4869 | 468845.7995 | 0 | 131217.6874 | 20.304 | 20.404 | 20.304 | 20.404 | 0.25 | 900 | 0.05 | 666.7372 | 0.0083342
2017-12-24 07:15 | 30266 | 127.25 | 20.3264 | 6.425 | 1040.9984 | 0 | 832563.7912 | 598996.1793 | 467924.8789 | 0 | 131071.3004 | 20.3087 | 20.4087 | 20.3087 | 20.4087 | 0.25 | 900 | 0.0592 | 665.5513 | 0.0098502
2017-12-24 07:30 | 30267 | 127.5 | 20.3306 | 6.35 | 1043.7667 | 0 | 917156.0991 | 608754.1803 | 476424.2361 | 0 | 132329.9442 | 20.3126 | 20.4126 | 20.3126 | 20.4126 | 0.25 | 900 | 0.06124 | 676.3935 | 0.010356
2017-12-24 07:45 | 30268 | 127.75 | 20.3342 | 6.275 | 1050.1359 | 0 | 917156.0991 | 610312.2146 | 477746.9386 | 0 | 132565.2761 | 20.3159 | 20.4159 | 20.3159 | 20.4159 | 0.25 | 900 | 0.06879 | 678.1247 | 0.011662
2017-12-24 08:00 | 30269 | 128 | 20.3371 | 6.2 | 1057.7648 | 0 | 917156.0991 | 612968.0748 | 480029.6667 | 0 | 132938.4081 | 20.3185 | 20.4185 | 20.3185 | 20.4185 | 0.25 | 900 | 0.07075 | 681.0756 | 0.012047
2017-12-24 08:15 | 30270 | 128.25 | 20.3422 | 6.225 | 1221.6201 | 0 | 917156.0991 | 616024.6218 | 482662.2521 | 0 | 133362.3698 | 20.3204 | 20.4204 | 20.3204 | 20.4204 | 0.25 | 900 | 0.07088 | 684.4718 | 0.012129
2017-12-24 08:30 | 30271 | 128.5 | 20.3437 | 6.25 | 1231.0213 | 0 | 802160.3193 | 664351.7754 | 524948.9317 | 0 | 139402.8438 | 20.3225 | 20.4225 | 20.3225 | 20.4225 | 0.25 | 900 | 0.07941 | 738.1686 | 0.014654
2017-12-24 08:45 | 30272 | 128.75 | 20.3462 | 6.275 | 1248.0062 | 0 | 802160.3193 | 666797.7214 | 527104.243 | 0 | 139693.4784 | 20.3246 | 20.4246 | 20.3246 | 20.4246 | 0.25 | 900 | 0.08153 | 740.8864 | 0.015101
2017-12-24 09:00 | 30273 | 129 | 20.346 | 6.3 | 1088.9623 | 0 | 802160.3193 | 671575.8138 | 531299.921 | 0 | 140275.8929 | 20.3268 | 20.4268 | 20.3268 | 20.4268 | 0.25 | 900 | 0.08238 | 746.1953 | 0.015368
2017-12-24 09:15 | 30274 | 129.25 | 20.348 | 6.4 | 1010.4361 | 0 | 802160.3193 | 624468.5476 | 490104.4244 | 0 | 134364.1232 | 20.3292 | 20.4292 | 20.3292 | 20.4292 | 0.25 | 900 | 0.07768 | 693.8539 | 0.013475
2017-12-24 09:30 | 30275.5 | 129.5625 | 20.3468 | 6.55 | 800.6259 | 0 | 755520.0357 | 578547.773 | 450002.9026 | 0 | 128544.8704 | 20.3339 | 20.4339 | 20.3339 | 20.4339 | 0.125 | 450 | 0.07402 | 642.8309 | 0.0059628
2017-12-24 09:45 | 30277.5 | 129.8125 | 20.3462 | 6.65 | 682.8635 | 0 | 755520.0357 | 537712.4474 | 414311.5169 | 0 | 123400.9304 | 20.3377 | 20.4377 | 20.3377 | 20.4377 | 0.125 | 450 | 0.06536 | 597.4583 | 0.0048927
2017-12-24 10:00 | 30279.5 | 130.0625 | 20.3486 | 6.8875 | 525.1947 | 0 | 755520.0357 | 498219.6341 | 379782.0282 | 0 | 118437.606 | 20.3422 | 20.4422 | 20.3422 | 20.4422 | 0.125 | 450 | 0.075 | 553.5774 | 0.005204
2017-12-24 10:15 | 30282 | 130.3333 | 20.3528 | 7.325 | 326.0684 | 0 | 766087.2787 | 441684.4142 | 330367.6639 | 0 | 111316.7503 | 20.3494 | 20.4494 | 20.3494 | 20.4494 | 0.083333 | 300 | 0.06801 | 490.7605 | 0.0027814
2017-12-24 10:30 | 30285 | 130.5833 | 20.3604 | 7.7 | 180.4779 | 0 | 771370.9002 | 389272.8535 | 284533.1873 | 0 | 104739.6662 | 20.3585 | 20.4585 | 20.3585 | 20.4585 | 0.083333 | 300 | 0.06528 | 432.5254 | 0.0023529
2017-12-24 10:45 | 30288 | 130.8333 | 20.3677 | 8.075 | 65.1794 | 18.1202 | 771370.9002 | 343077.1941 | 244088.5447 | 0 | 98988.6494 | 20.3703 | 20.4703 | 20.3703 | 20.4703 | 0.083333 | 300 | 0.06058 | 381.1969 | 0.0019244
2017-12-24 11:00 | 30291 | 131.0833 | 20.3861 | 8.2333 | 29.8401 | 36.5041 | 771370.9002 | 306813.9138 | 212306.3436 | 0 | 94507.5702 | 20.3847 | 20.4847 | 20.3847 | 20.4847 | 0.083333 | 300 | 0.06045 | 340.9043 | 0.0017173
2017-12-24 11:15 | 30293.5 | 131.3125 | 20.4113 | 8.275 | 0 | 54.8368 | 778056.2848 | 282966.3283 | 191382.8224 | 0 | 91583.5059 | 20.3973 | 20.4973 | 20.3973 | 20.4973 | 0.125 | 450 | 0.05791 | 314.407 | 0.0022829
2017-12-24 11:30 | 30295.5 | 131.5625 | 20.4763 | 8.325 | 0 | 55.6769 | 784741.6695 | 270000 | 180000 | 0 | 90000 | 20.4123 | 20.5123 | 20.4123 | 20.5123 | 0.125 | 450 | 0.05674 | 300 | 0.0021277
2017-12-24 11:45 | 30297.5 | 131.8125 | 20.527 | 8.375 | 0 | 97.8012 | 784741.6695 | 271872.5972 | 179634.9786 | 1846.604 | 90391.0146 | 20.427 | 20.527 | 20.427 | 20.527 | 0.125 | 450 | 0.05435 | 302.0807 | 0.0020513
2017-12-24 12:00 | 30299.5 | 132.0625 | 20.5396 | 8.4625 | 0 | 95.6231 | 784741.6695 | 279711.1853 | 178106.9278 | 9576.3793 | 92027.8782 | 20.4416 | 20.5416 | 20.4416 | 20.5416 | 0.125 | 450 | 0.0559 | 310.7902 | 0.0021686
2017-12-24 12:15 | 30301 | 132.25 | 20.5489 | 8.525 | 0 | 87.5085 | 784741.6695 | 285677.1761 | 176943.8984 | 15459.5506 | 93273.7272 | 20.4489 | 20.5489 | 20.4489 | 20.5489 | 0.25 | 900 | 0.05493 | 317.4191 | 0.004359
2017-12-24 12:30 | 30302.5 | 132.5625 | 20.4911 | 8.7125 | 0 | 50.2525 | 774510.3167 | 271956.6445 | 179618.3981 | 1929.4706 | 90408.7759 | 20.4715 | 20.5715 | 20.4715 | 20.5715 | 0.125 | 450 | 0.05455 | 302.174 | 0.0020614
2017-12-24 12:45 | 30305 | 132.8333 | 20.4912 | 8.8583 | 178.3962 | 0 | 774510.3167 | 290835.5383 | 198310.1068 | 0 | 92525.4315 | 20.4898 | 20.5898 | 20.4898 | 20.5898 | 0.083333 | 300 | 0.0537 | 323.1506 | 0.0014461
2017-12-24 13:00 | 30308 | 133.0833 | 20.5071 | 8.9 | 165.0418 | 0 | 774510.3167 | 327650.8976 | 230672.5483 | 0 | 96978.3493 | 20.506 | 20.606 | 20.506 | 20.606 | 0.083333 | 300 | 0.05345 | 364.0566 | 0.0016216
2017-12-24 13:15 | 30310.5 | 133.3125 | 20.5207 | 8.9 | 141.9603 | 0 | 767780.3955 | 335537.4871 | 237606.8615 | 0 | 97930.6257 | 20.5193 | 20.6193 | 20.5193 | 20.6193 | 0.125 | 450 | 0.05352 | 372.8194 | 0.0024968
2017-12-24 13:30 | 30312.5 | 133.5625 | 20.5355 | 8.9 | 103.4111 | 0 | 761050.4743 | 323348.2041 | 226892.5914 | 0 | 96455.6127 | 20.5345 | 20.6345 | 20.5345 | 20.6345 | 0.125 | 450 | 0.05426 | 359.2758 | 0.0024402
2017-12-24 13:45 | 30314 | 133.75 | 20.5431 | 8.9 | 58.7572 | 0 | 761050.4743 | 316471.1267 | 220847.7022 | 0 | 95623.4245 | 20.542 | 20.642 | 20.542 | 20.642 | 0.25 | 900 | 0.05521 | 351.6346 | 0.0048534
2017-12-24 14:00 | 30315 | 134 | 20.565 | 8.9 | 135.8975 | 0 | 761050.4743 | 312578.2599 | 217425.9073 | 0 | 95152.3526 | 20.5564 | 20.6564 | 20.5564 | 20.6564 | 0.25 | 900 | 0.05472 | 347.3092 | 0.0047512
2017-12-24 14:15 | 30316 | 134.25 | 20.5754 | 8.9 | 164.2013 | 0 | 761050.4743 | 325586.0016 | 228859.5952 | 0 | 96726.4064 | 20.5701 | 20.6701 | 20.5701 | 20.6701 | 0.25 | 900 | 0.05641 | 361.7622 | 0.0051018
2017-12-24 14:30 | 30317 | 134.5 | 20.5907 | 8.9 | 256.772 | 0 | 765614.8792 | 333861.6495 | 236133.8152 | 0 | 97727.8342 | 20.5832 | 20.6832 | 20.5832 | 20.6832 | 0.25 | 900 | 0.05878 | 370.9574 | 0.0054512
2017-12-24 14:45 | 30318 | 134.75 | 20.6049 | 8.9 | 324.8451 | 0 | 765614.8792 | 361243.3122 | 260202.0503 | 0 | 101041.2618 | 20.5958 | 20.6958 | 20.5958 | 20.6958 | 0.25 | 900 | 0.06418 | 401.3815 | 0.0064402
2017-12-24 15:00 | 30319 | 135 | 20.6175 | 8.9 | 403.9288 | 0 | 765614.8792 | 381249.2312 | 277787.0731 | 0 | 103462.158 | 20.6079 | 20.7079 | 20.6079 | 20.7079 | 0.25 | 900 | 0.05844 | 423.6103 | 0.0061889
2017-12-24 15:15 | 30320 | 135.25 | 20.6296 | 8.9 | 469.0715 | 0 | 765614.8792 | 404386.7648 | 298124.757 | 0 | 106262.0078 | 20.6194 | 20.7194 | 20.6194 | 20.7194 | 0.25 | 900 | 0.07016 | 449.3186 | 0.007881
2017-12-24 15:30 | 30321 | 135.5 | 20.6427 | 8.9 | 570.3653 | 0 | 833027.0814 | 423388.0171 | 314826.6868 | 0 | 108561.3303 | 20.6305 | 20.7305 | 20.6305 | 20.7305 | 0.25 | 900 | 0.07062 | 470.4311 | 0.0083055
2017-12-24 15:45 | 30322 | 135.75 | 20.6551 | 8.9 | 627.896 | 0 | 833027.0814 | 452817.2385 | 340694.7076 | 0 | 112122.5309 | 20.641 | 20.741 | 20.641 | 20.741 | 0.25 | 900 | 0.07115 | 503.1303 | 0.0089494
2017-12-24 16:00 | 30323 | 136 | 20.6677 | 8.9 | 673.8468 | 0 | 833027.0814 | 469456.9862 | 355320.8961 | 0 | 114136.0901 | 20.6512 | 20.7512 | 20.6512 | 20.7512 | 0.25 | 900 | 0.06831 | 521.6189 | 0.0089079
2017-12-24 16:15 | 30324 | 136.25 | 20.6704 | 8.9 | 660.5455 | 0 | 833027.0814 | 482728.1764 | 366986.1528 | 0 | 115742.0236 | 20.6609 | 20.7609 | 20.6609 | 20.7609 | 0.25 | 900 | 0.07671 | 536.3646 | 0.010286
2017-12-24 16:30 | 30325 | 136.5 | 20.6808 | 8.9 | 726.4972 | 0 | 1054199.8844 | 478746.2739 | 363486.0964 | 0 | 115260.1775 | 20.6702 | 20.7702 | 20.6702 | 20.7702 | 0.25 | 900 | 0.07915 | 531.9403 | 0.010526
2017-12-24 16:45 | 30326 | 136.75 | 20.6903 | 8.9 | 759.2276 | 0 | 1054199.8844 | 497858.6846 | 380285.7334 | 0 | 117572.9512 | 20.6791 | 20.7791 | 20.6791 | 20.7791 | 0.25 | 900 | 0.07992 | 553.1763 | 0.011052
2017-12-24 17:00 | 30327 | 137 | 20.6995 | 8.9 | 794.3844 | 0 | 1054199.8844 | 507253.8427 | 388543.9928 | 0 | 118709.8499 | 20.6876 | 20.7876 | 20.6876 | 20.7876 | 0.25 | 900 | 0.07801 | 563.6154 | 0.010992
2017-12-24 17:15 | 30328 | 137.25 | 20.7073 | 8.9 | 713.3646 | 0 | 1054199.8844 | 517332.199 | 397402.7773 | 0 | 119929.4217 | 20.6957 | 20.7957 | 20.6957 | 20.7957 | 0.25 | 900 | 0.0815 | 574.8136 | 0.011712
2017-12-24 17:30 | 30329 | 137.5 | 20.7152 | 8.9 | 722.6901 | 0 | 1330183.6065 | 494129.3292 | 377007.6636 | 0 | 117121.6656 | 20.7035 | 20.8035 | 20.7035 | 20.8035 | 0.25 | 900 | 0.08384 | 549.0326 | 0.011508
2017-12-24 17:45 | 30330 | 137.75 | 20.7229 | 8.9 | 732.3112 | 0 | 1330183.6065 | 496832.608 | 379383.8213 | 0 | 117448.7867 | 20.711 | 20.811 | 20.711 | 20.811 | 0.25 | 900 | 0.08233 | 552.0362 | 0.011362
2017-12-24 18:00 | 30331 | 138 | 20.7303 | 8.9 | 742.2697 | 0 | 1330183.6065 | 499611.2565 | 381826.2284 | 0 | 117785.0282 | 20.7182 | 20.8182 | 20.7182 | 20.8182 | 0.25 | 900 | 0.08466 | 555.1236 | 0.011749
2017-12-24 18:15 | 30332 | 138.25 | 20.7252 | 8.9 | 637.1495 | 0 | 1330183.6065 | 502484.0722 | 384351.4075 | 0 | 118132.6647 | 20.725 | 20.825 | 20.725 | 20.825 | 0.25 | 900 | 0.07057 | 558.3156 | 0.0098501
2017-12-24 18:30 | 30333 | 138.5 | 20.7358 | 8.9 | 732.3871 | 0 | 1419081.7863 | 472060.8787 | 357609.6941 | 0 | 114451.1845 | 20.7316 | 20.8316 | 20.7316 | 20.8316 | 0.25 | 900 | 0.07631 | 524.5121 | 0.010006
2017-12-24 18:45 | 30334 | 138.75 | 20.7322 | 8.9 | 747.3867 | 0 | 1419081.7863 | 499759.5707 | 381956.5952 | 0 | 117802.9755 | 20.7379 | 20.8379 | 20.7379 | 20.8379 | 0.25 | 900 | 0.07025 | 555.2884 | 0.0097523
2017-12-24 19:00 | 30335 | 139 | 20.7289 | 8.9 | 823.8488 | 0 | 1419081.7863 | 503841.3356 | 385544.4298 | 0 | 118296.9058 | 20.7439 | 20.8439 | 20.7439 | 20.8439 | 0.25 | 900 | 0.07089 | 559.8237 | 0.0099215
2017-12-24 19:15 | 30336 | 139.25 | 20.7911 | 8.9 | 865.6258 | 0 | 1419081.7863 | 525723.5869 | 404778.7318 | 0 | 120944.8551 | 20.7497 | 20.8497 | 20.7497 | 20.8497 | 0.25 | 900 | 0.06818 | 584.1373 | 0.0099566
2017-12-24 19:30 | 30337 | 139.5 | 20.7837 | 8.9 | 707.9055 | 0 | 1392175.501 | 539105.2315 | 416541.077 | 0 | 122564.1545 | 20.7552 | 20.8552 | 20.7552 | 20.8552 | 0.25 | 900 | 0.0711 | 599.0058 | 0.010647
2017-12-24 19:45 | 30338 | 139.75 | 20.7816 | 8.9 | 711.1308 | 0 | 1392175.501 | 492590.3253 | 375654.893 | 0 | 116935.4323 | 20.7605 | 20.8605 | 20.7605 | 20.8605 | 0.25 | 900 | 0.0663 | 547.3226 | 0.0090719
2017-12-24 20:00 | 30339 | 140 | 20.7894 | 8.9 | 676.9468 | 0 | 1392175.501 | 493596.2986 | 376539.1345 | 0 | 117057.1641 | 20.7656 | 20.8656 | 20.7656 | 20.8656 | 0.25 | 900 | 0.07028 | 548.4403 | 0.0096361
2017-12-24 20:15 | 30340 | 140.25 | 20.7829 | 8.9 | 643.5889 | 0 | 1392175.501 | 483963.7426 | 368072.2044 | 0 | 115891.5382 | 20.7704 | 20.8704 | 20.7704 | 20.8704 | 0.25 | 900 | 0.06775 | 537.7375 | 0.0091079
2017-12-24 20:30 | 30341 | 140.5 | 20.7876 | 8.9 | 667.1704 | 0 | 1377595.0107 | 474094.5449 | 359397.2684 | 0 | 114697.2765 | 20.775 | 20.875 | 20.775 | 20.875 | 0.25 | 900 | 0.06364 | 526.7717 | 0.0083809
2017-12-24 20:45 | 30342 | 140.75 | 20.792 | 8.9 | 655.6299 | 0 | 1377595.0107 | 481083.6615 | 365540.639 | 0 | 115543.0225 | 20.7795 | 20.8795 | 20.7795 | 20.8795 | 0.25 | 900 | 0.06019 | 534.5374 | 0.0080435
2017-12-24 21:00 | 30343 | 141 | 20.7963 | 8.9 | 658.7739 | 0 | 1377595.0107 | 477767.6241 | 362625.872 | 0 | 115141.7521 | 20.7837 | 20.8837 | 20.7837 | 20.8837 | 0.25 | 900 | 0.06565 | 530.8529 | 0.0087126
2017-12-24 21:15 | 30344 | 141.25 | 20.8016 | 8.9 | 661.7517 | 0 | 1377595.0107 | 478686.4879 | 363433.545 | 0 | 115252.9429 | 20.7878 | 20.8878 | 20.7878 | 20.8878 | 0.25 | 900 | 0.0648 | 531.8739 | 0.0086164
2017-12-24 21:30 | 30345 | 141.5 | 20.8061 | 8.9 | 666.55 | 0 | 1264143.4163 | 479576.0125 | 364215.4291 | 0 | 115360.5834 | 20.7917 | 20.8917 | 20.7917 | 20.8917 | 0.25 | 900 | 0.06076 | 532.8622 | 0.0080942
2017-12-24 21:45 | 30346 | 141.75 | 20.8112 | 8.9 | 669.4956 | 0 | 1264143.4163 | 480955.7208 | 365428.1803 | 0 | 115527.5405 | 20.7955 | 20.8955 | 20.7955 | 20.8955 | 0.25 | 900 | 0.05981 | 534.3952 | 0.0079905
2017-12-24 22:00 | 30347 | 142 | 20.8091 | 8.9 | 668.1995 | 0 | 1264143.4163 | 481829.2357 | 366195.992 | 0 | 115633.2436 | 20.799 | 20.899 | 20.799 | 20.899 | 0.25 | 900 | 0.06529 | 535.3658 | 0.0087385
2017-12-24 22:15 | 30348 | 142.25 | 20.8051 | 8.9 | 749.0189 | 0 | 1264143.4163 | 481321.6797 | 365749.8549 | 0 | 115571.8248 | 20.8025 | 20.9025 | 20.8025 | 20.9025 | 0.25 | 900 | 0.06341 | 534.8019 | 0.0084779
2017-12-24 22:30 | 30349 | 142.5 | 20.8117 | 8.9 | 802.1548 | 0 | 1009469.0009 | 504480.1358 | 386105.9294 | 0 | 118374.2064 | 20.8057 | 20.9057 | 20.8057 | 20.9057 | 0.25 | 900 | 0.06202 | 560.5335 | 0.0086911
2017-12-24 22:45 | 30350 | 142.75 | 20.8162 | 8.9 | 824.3825 | 0 | 1009469.0009 | 519893.9025 | 399654.4916 | 0 | 120239.4108 | 20.8089 | 20.9089 | 20.8089 | 20.9089 | 0.25 | 900 | 0.05908 | 577.6599 | 0.008532
2017-12-24 23:00 | 30351 | 143 | 20.8219 | 8.9 | 854.9221 | 0 | 1009469.0009 | 526217.0982 | 405212.5238 | 0 | 121004.5744 | 20.8119 | 20.9119 | 20.8119 | 20.9119 | 0.25 | 900 | 0.06198 | 584.6857 | 0.0090597
2017-12-24 23:15 | 30352 | 143.25 | 20.8293 | 8.9 | 916.388 | 0 | 1009469.0009 | 534973.9831 | 412909.7468 | 0 | 122064.2363 | 20.8148 | 20.9148 | 20.8148 | 20.9148 | 0.25 | 900 | 0.06182 | 594.4155 | 0.0091867
2017-12-24 23:30 | 30353 | 143.5 | 20.8325 | 8.9 | 937.9792 | 0 | 787730.259 | 552516.3388 | 428329.3196 | 0 | 124187.0192 | 20.8175 | 20.9175 | 20.8175 | 20.9175 | 0.25 | 900 | 0.05754 | 613.907 | 0.0088311
2017-12-24 23:45 | 30354 | 143.75 | 20.8356 | 8.9 | 961.1198 | 0 | 787730.259 | 558572.4289 | 433652.5683 | 0 | 124919.8606 | 20.8202 | 20.9202 | 20.8202 | 20.9202 | 0.25 | 900 | 0.05 | 620.636 | 0.007758
2017-12-25 | 30355 | 144 | 20.8387 | 8.9 | 976.2366 | 0 | 787730.259 | 565147.2725 | 439431.7967 | 0 | 125715.4758 | 20.8227 | 20.9227 | 20.8227 | 20.9227 | 0.25 | 900 | 0.05 | 627.9414 | 0.0078493